## Introduction
AS Survey 2016
Survey on Ancillary Services Procurement and Electricity Balancing Market Design
The survey provides support for the implementation of the Electricity Balancing Guideline (EB GL) and highlights the challenges facing the pan-European harmonisation of electricity balancing market design. The survey information is used to monitor the implementation of the EB GL and to report on the development towards a European balancing market.
The members who responded to the 2016 survey are as follows: Austria, Belgium, Bosnia & Herzegovina, Croatia, Czech Republic, Denmark, Estonia, Finland, France, Germany, Greece, Hungary, Ireland & NI, Italy, Latvia, Lithuania, Norway, Poland, Portugal, Romania, Serbia, Slovakia, Slovenia, Spain, Sweden, Switzerland, The Netherlands, United Kingdom.
Caveats
Data collection is a relatively high-level exercise; therefore not all details are captured.
Different countries use different concepts. Hence the development of a single set of definitions encounters difficulty in matching the various concepts. Consequently, in a number of specific cases, the position of a country in a certain group might be debatable.
The survey has been conducted in 2016, thus contains data from 2015/2016, which may be outdated in the meanwhile.
For more information on the Ancillary services survey, please contact Alexander.dusolt@entsoe.eu

## Definitions
Terms and Definitions
Link to the ENTSO-E EMR Glossary
Term | Definition
Activation rule | How the frequency restoration reserves are activated i.e. by a Pro-Rata system or on the basis of a Merit Order (cheapest being activated first).
Activation Time | Activation Time means the period of time between receipt of a valid instruction by the Activation Optimisation Function and the end of ramping to meet that instruction.
Additional Components | Other components which determine imbalance charges.
Aggravating Imbalance | Imbalance volumes are increasing.
Average Control Energy Price | Average Control Energy Price is calculated by taking the sum of the control energy prices and dividing it by the number of the prices being examined.
Balance Responsible Party (BRP) | Balancing Responsible Party means a market participant or its chosen representative responsible for its Imbalances.
Balancing Obligation | Balancing obligation may apply, when the Balance Responsible Party makes imbalanced volume.
Bilateral Market | A grid user and TSO negotiate a contract regarding the offered service and price/price system.
Capacity | Capacity is the rated continuous load-carrying ability of generation, transmission, or other electrical equipment, expressed in megawatts (MW) for active power or megavolt-amperes (MVA) for apparent power.
Central Dispatch | Central dispatch means a dispatch arrangement in a Relevant Area where the Transmission System Operator determines the commitment and output of a majority of generation or demand and issues dispatch instructions directly to them.
Complaint Period | Length of time for which complaints can be made which will be considered in relation to settlement (after the finalised data are produced).
Consumption Responsible Party (CRP) | A party who can be brought to rights, legally and financially, for any imbalance between energy nominated and consumed for all associated Accounting Points.
Cost Recovery Scheme | From whom are the costs recovered.
Cross-Border Capacity Reservation | A portion of available cross-zonal capacity which is reserved for cross-zonal exchange of balancing reserves and thus is not accessible to market participants for cross-zonal energy trade.
D-1 | D-1= D-1 means the day prior to the day on which the energy is delivered.
Day Ahead Market Price | Price which evolved on the day ahead market.
Distance to real time of energy products (reserve products activation) | The time ahead from real time when TSO activates a given product (for instance 15 minutes in the case of mFRR/tertiary energy).
Distance to real time of reserve products auctions | The time ahead from real time when auction/agreement for an specific balancing product takes place (for instance = 1 year in the case of a reserve agreement signed 1 year ahead of real time).
Dual Pricing | Prices dependent on deviation direction of specific BRP type and deviation direction of System or Control Area Imbalance.
Energy | All forms of commercially available energy, including electricity, natural gas (including liquefied natural gas), liquefied petroleum gas, any fuel for heating and cooling (including district heating and cooling), coal and lignite, peat, transport fuels (excluding aviation and maritime bunker fuels) and biomass as defined in Directive 2001/77/EC of the European Parliament and of the Council of 27 September 2001 on the promotion of electricity produced from renewable energy sources in the internal electricity market (4 - OJ L 283, 27.10.2001, p. 33. Directive as amended by the 2003 Act of Accession.).
Ex-post Check | When the monitoring of performance of plant carried out after the event.
Exemptions | Those parties that do not have a balancing obligation.
Free Offers | Non-regulated offers.
Frequency Containment Reserve (FCR) | Operating reserves activated for stabilizing System Frequency after an imbalance.
Frequency Restoration Reserve (FRR) | Reserves activated to restore System Frequency to the Nominal Frequency and, where applicable, power balance to the scheduled value. FRRa means automatic FRR, FRRm means manual FRR.
Gate Closure Times | Deadline for the participation to a given market or mechanism.
Grid User | The natural or legal person supplying to, or being supplied with active and/or reactive power by a TSO or DSO.
H-1 | An hour ahead of real-time.
Hybrid | Combination.
Imbalance Portfolios | A fundamental property of local market design is the number of Imbalance Volumes to be calculated, attributed and charged to BRP's (Market) per settlement time unit.
Intraday Market Price | The price of the market within regular business hours, short-term prices.
Imbalance Charges | Imbalance charges means the price in each settlement period for the negative and the positive imbalance. Negative imbalance is defined as the one in which the real generation is lower than scheduled or real consumption is greater than scheduled. Positive imbalance is defined as the one in which the real generation is greater than scheduled or real consumption is lower than scheduled.
Imbalance Settlement Responsible Party (ISR) | A party that is responsible for settlement of the difference between the contracted quantifies and the realized quantifies of energy products for the BRPs in a Market Balance Area.
Imbalance Settlement Time Period | Time units used for computing BRPs’ (or ISRs') imbalances.
Local constraint | Local constraint means a situation in which there is a need to implement Remedial Action in order to respect Operational Security Limits in the matter of the location.
Main component of Imbalance Prices | The component that determines imbalance charges most of the time.
Mandatory Offers | Generators connected to the grid are obligated to offer the remaining capacity/available capacity.
Mandatory Provision | Generators connected to the grid are obligated to reserve a certain amount of capacity in order to meet TSO requirements, for a fixed price set by TSO, NRA or for free.
Mandatory Provision without Reservation | It is mandatory for dispatchable units to be able to provide frequency cintainment reserve, but these units are not required to reserve capacity to provide this service.
Marginal Control Energy Price | The highest price, which can be acceptable.
Marginal Pricing | Marginal pricing is the change in total cost that arises when the quantity produced changes by one unit.
Market | There is no contract or obligation for a grid user to offer the energy (before the offer). The grid user can voluntary participate in the real-time energy market and bid a price or customize his offer (e.g. the volume, timeframe).
Merit order | A merit order is a way of ranking available sources of energy in ascending order of their short run marginal costs of production, so that those with the lowest marginal costs are the first ones to be brought online to meet demand.
Minimal Incentives | Minimal incentives means that there is some method which leads the BRPs to balance their schedules.
Monitoring | Refers to the type of monitoring in place by the system operator to ensure performance of plant.
N/A | Not applicable.
Number of Prices | Number of prices which are owed by the portfolio(s).
Only pre-contracted capacity | The capacity that is contracted prior to gate closure.
Open market | This refers to a scenario where there an open market for the procurement of ancillary services.
Organised Market | There is no contract or obligation for a grid user to offer the reserve (before the offer). The grid user can voluntary participate in the market (e.g. tender, auction, market platform (like PX)) and bid a price or customize his offer (e.g. the volume, timeframe). The market result may lead to a bilateral contract.
Pay as bid | Contracted parties who provide a service are paid based on their offer price.
Portfolio | A group of plant which could be a mix of generation, demand etc., which bid in aggregate into the relevant market.
Price finding system | How the price for the service is calculated.
Pro Rata | In Proportion (Parallel Activation).
Procurement Scheme | Background of the offer, which is closest to the real operation time.
Product Resolution (in MW) | The minimum bid size into the balancing market.
Product Resolution (in time) | The maximum resolution for which the product can be bid into the market (for instance =1 hour in the case of a 24 auctions day ahead market for reserve provision).
Production Responsible Party (PRP) | A party who can be brought to rights, legally and financially, for any imbalance between energy nominated and produced for all associated Accounting Points.
Publication | Definitive imbalance charges are published.
Real-Time Monitoring | Monitoring of delivery of ancillary services in real time.
Reducing Imbalance | Imbalance volumes are decreasing.
Regulated Price | Price for this service is based on a price that is set by the relevant regulatory authority.
Replacement Reserve (RR) | Replacement Reserves (RR) means the reserves used to restore/support the required level of FRR to be prepared for further system imbalances. This category includes operating reserves with activation time from Time to Restore Frequency up to hours.
Secondary Market for reserve obligation | Trading procedure between the BSPs (where at least one BSP has contract with the TSO) to ensure the prescribed reserve amount of the TSO.
Self-Dispatch - Portfolio Based | A portfolio of units/generators (or other plant types) follow an aggregated schedule of actions to start/stop/increase output/decrease output in real time.
Self-Dispatch - Unit Based | Generators (or other plant types) following their own schedules of actions to start/stop/increase output/decrease output in real time.
Settlement | The financial scaling of the imbalance charges.
Settlement Rule | The pricing rules for settlement.
Settlement Time Unit | The unit of settlement that is applied to the quantities in which the time series is expressed.
Start/Stop costs | Starting and stoppping of the power plants have costs, which can be included in the imbalance charges.
Single Pricing | Price independent from deviation direction, one side pays, the other gets paid.
Symmetrical Product | Upward regulation volume and for downward regulation volume has be equal.
Trade Responsible Party (TRP) | A party who can be brought to rights, legally and financially, for any imbalance between energy nominated and consumed for all associated Accounting Points.
Charges and/or fees | Charges and/or fees if the DSO does not respect the tan Phi and/or the diagram rule
Operating in open loop | Operating in open loop
Operating in closed loop | Operating in closed loop (automatic)
SecVolCon reactive | SecVolCon sending a reactive setpoint to the units (manually or automatically)
SecVolCon voltage | SecVolCon sending a voltage setpoint to the units (manually or automatically)

## Imbalance Settlement
|  | IS1.0 | IS2.0.1 | IS2.0.2 | IS2.0.3 | IS2.1 | IS3.0 | IS16 | IS4.1 | IS4.2 | IS4.3 | IS5.1 | IS5.2 | IS5.3 | IS6.1 | IS6.2 | IS6.3 | IS6.4 | IS6.5 | IS6.6 | IS6.7 | IS7.0 | IS8.1 | IS8.2 | IS8.3 | IS8.4 | IS9.0 | IS10.0 | IS11.0 | IS12.1 | IS12.2 | IS12.3 | IS13.0 | IS14.0 | IS15.0 | IS16.0
AS Survey 2016 |  |  | Exemptions | [5 empty] | Settlement Time Unit |  |  | Number of Prices |  |  | Main component of Imbalance Prices | [7 empty] | Are control energy prices included in calculation for imbalance charges | [6 empty] | Settlement
Country | TSO Name | Nature of the balancing obligation | Exemptions - RES | Exemptions - Generators | Exemptions - Other | Is there a limit to exemption? | Number of Imbalance Portfolios | If you have more than 2 portfolios, please, explain! | If 1 volume* | If 2 volumes*/Settlement Time Unit of Generation | If 2 volumes*/Settlement Time Unit of Consumption | If 1 portfolio* | If 2 portfolios*/Number of Prices of Generation | If 2 portfolios*/Number of Prices of Consumption | If 1 portfolio*/Aggravating imbalances | If 1 portfolio*/Reducing imbalances | If 2 portfolios*/For generation "aggravating imbalance" | If 2 portfolios*/For consumption "aggravating imbalance" | If 2 portfolios*/For generation "reducing imbalance" | If 2 portfolios*/For consumption "reducing imbalance" | Additional components | Is there a minimal incentive? | Frequency Containment Reserve | Frequency Restoration Reserve - Automatic | Frequency Restoration Reserve -Manual | Replacement Reserve | Start/ Stop costs in imbalance charges | Publication | Complaint period | If 1 portfolio* | If 2 portfolios*/Generation | If 2 portfolios*/Consumption | Additional - Time before real time for BRP to carry out a re-schedule in Intraday market | Additional - Intra Day Market time period | Additional - Can market participants change the approved schedules (Zonal positions or trade positions) after Delivery? | Do you consider changes significant/important regarding the imbalance settlement?
Austria | APG | Legal+financial | N/A | N/A | N/A | N/A | N/A | - | N/A | N/A | N/A | Single Pricing | N/A | N/A | Average Control Energy Price | N/A | N/A | N/A | N/A | N/A | Variable component | Yes | No | Yes | Yes | No | No | x > 1 week after delivery | x > 12 weeks | BRP | N/A | N/A | 15 min | 15 min | Always (GCT after delivery) | No changes
| VUEN | Legal+financial | N/A | N/A | N/A | N/A | N/A | - | N/A | N/A | N/A | Single Pricing | N/A | N/A | Average Control Energy Price | N/A | N/A | N/A | N/A | N/A | Variable component | Yes | No | Yes | Yes | No | No | x > 1 week after delivery | x > 12 weeks | BRP | N/A | N/A | 15 min | 15 min | Always (GCT after delivery) | No changes
Belgium | Elia | Legal+financial | Yes | No | Yes | % of nominations | 1 portfolio | - | 15 min | N/A | N/A | Single Pricing | N/A | N/A | Marginal Control Energy Price | Marginal Control Energy Price | N/A | N/A | N/A | N/A | Variable component | No | No | Yes | Yes | No | No | x <= 1 hour after delivery | x > 12 weeks | BRP | N/A | N/A | N/A | 15 min | Always (GCT after delivery) | No changes
Bulgaria | ESO | - | - | - | - | - | - | - | - | - | - | - | - | - | - | - | - | - | - | - | - | - | - | - | - | - | - | - | - | - | - | - | - | - | - | -
Cyprus | TSO-Cyprus | - | - | - | - | - | - | - | - | - | - | - | - | - | - | - | - | - | - | - | - | - | - | - | - | - | - | - | - | - | - | - | - | - | - | -
Czech Republic | CEPS | Financial only | N/A | N/A | N/A | N/A | 1 portfolio | - | 1 hour | N/A | N/A | Dual Pricing | N/A | N/A | Marginal Control Energy Price | Average Control Energy Price | N/A | N/A | N/A | N/A | Variable component | Yes | No | Yes | Yes | No | No | x <= 1 day after delivery | 9 < x <= 12 weeks | BRP | N/A | N/A | 1 hour | 1 hour | Never (GCT before delivery) | No changes
Denmark | Energinet.dk IPC | Financial only | N/A | N/A | N/A | No | 2 portfolios | - | N/A | 1 hour | 1 hour | N/A | Dual Pricing | Single Pricing | N/A | N/A | Marginal Control Energy Price | N/A | Day-Ahead Market Price | N/A | N/A | Yes | No | No | Yes | No | No | x <= 1 hour after delivery | x <= 3 weeks | N/A | BRP | N/A | 45 min | 1 hour | Never (GCT before delivery) | Yes
Estonia | Elering | Legal+financial | N/A | N/A | N/A | N/A | 1 portfolio | - | 1 hour | N/A | N/A | Single Pricing | N/A | N/A | Average Control Energy Price | Average Control Energy Price | N/A | N/A | N/A | N/A | Variable component | No | No | No | Yes | No | No | x <= 1 week after delivery | 9 < x <= 12 weeks | BRP | N/A | N/A | 30 min | 1 hour | Never (GCT before delivery) | Yes
Finland | Fingrid | Legal+financial | N/A | N/A | N/A | N/A | 2 portfolios | - | N/A | 1 hour | 1 hour | N/A | Dual Pricing | Single Pricing | N/A | N/A | Marginal Control Energy Price | Marginal Control Energy Price | Day-Ahead Market Price | Marginal Control Energy Price | Constant component | Yes | No | No | Yes | No | Yes | x <= 1 day after delivery | 3 < x <= 6 weeks | N/A | BRP | BRP | 1 hour | 1 hour | Never (GCT before delivery) | No changes
France | RTE | Financial only | N/A | N/A | N/A | N/A | 1 portfolio | - | 30 min | N/A | N/A | Dual Pricing | N/A | N/A | Average Control Energy Price | Day-Ahead Market Price | N/A | N/A | N/A | N/A | Constant component | Yes | No | Yes | Yes | Yes | Yes | x <= 1 hour after delivery | x > 12 weeks | BRP | N/A | N/A | 1 hour | 1 hour | Never (GCT before delivery) | Yes
Germany | 50Hertz | Legal+financial | N/A | N/A | N/A | N/A | 1 portfolio | - | 15 min | N/A | N/A | Single Pricing | N/A | N/A | Average Control Energy Price | Average Control Energy Price | N/A | N/A | N/A | N/A | Variable component | Yes | No | Yes | Yes | No | No | x > 1 week after delivery | x > 12 weeks | BRP | N/A | N/A | 15 min | 15 min | Always (GCT after delivery) | No changes
| Amprion | Legal+financial | N/A | N/A | N/A | N/A | 1 portfolio | - | 15 min | N/A | N/A | Single Pricing | N/A | N/A | Average Control Energy Price | Average Control Energy Price | N/A | N/A | N/A | N/A | Variable component | Yes | No | Yes | Yes | No | No | x > 1 week after delivery | x > 12 weeks | BRP | N/A | N/A | 15 min | 15 min | Always (GCT after delivery) | No changes
| TransnetBW | Legal+financial | N/A | N/A | N/A | N/A | 1 portfolio | - | 15 min | N/A | N/A | Single Pricing | N/A | N/A | Average Control Energy Price | Average Control Energy Price | N/A | N/A | N/A | N/A | Variable component | Yes | No | Yes | Yes | No | No | x > 1 week after delivery | x > 12 weeks | BRP | N/A | N/A | 15 min | 15 min | Always (GCT after delivery) | No changes
| Tennet Germany | Legal+financial | N/A | N/A | N/A | N/A | 1 portfolio | - | 15 min | N/A | N/A | Single Pricing | N/A | N/A | Average Control Energy Price | Average Control Energy Price | N/A | N/A | N/A | N/A | Variable component | Yes | No | Yes | Yes | No | No | x > 1 week after delivery | x > 12 weeks | BRP | N/A | N/A | 15 min | 15 min | Always (GCT after delivery) | No changes
Greece | ADMIE | Legal+financial | Yes | No | No | No | 2 portfolios | - | N/A | 1 hour | 1 hour | N/A | N/A | Single Pricing | N/A | N/A | N/A | Marginal Control Energy Price | N/A | Marginal Control Energy Price | N/A | Yes | N/A | N/A | N/A | N/A | Yes | x > 1 week after delivery | x <= 3 weeks | N/A | BRP | BRP | N/A | N/A | Never (GCT before delivery) | No changes
Hungary | MAVIR | Legal+financial | Yes | No | Yes | No | 1 portfolio | - | 15 min | N/A | N/A | Dual Pricing | N/A | N/A | Average Control Energy Price | Day-Ahead Market Price | N/A | N/A | N/A | N/A | Variable component | Yes | No | Yes | N/A | Yes | No | x > 1 week after delivery | 3 < x <= 6 weeks | BRP | N/A | N/A | 1 hour | 15 min | Only in case of IT or any other problems (TSO approval) | No changes
Ireland | EirGrid | Legal+financial | N/A | N/A | N/A | N/A | 1 portfolio | - | 30 min | N/A | N/A | Dual Pricing | N/A | N/A | Other | Other | N/A | N/A | N/A | N/A | N/A | No | Yes | Yes | Yes | Yes | No | N/A | N/A | N/A | N/A | N/A | N/A | N/A | N/A | No changes
Italy | Terna | Financial only | N/A | N/A | N/A | N/A | > 2 portfolios | In Italy we calculate an imbalance volume for each time unit | N/A | N/A | N/A | N/A | N/A | N/A | N/A | N/A | N/A | N/A | N/A | N/A | Variable component | No | No | Yes | No | Yes | No | x > 1 week after delivery | x > 12 weeks | N/A | N/A | N/A | N/A | 1 hour | Never (GCT before delivery) | No changes
Latvia | AST | Financial only | N/A | N/A | N/A | No | 1 portfolio | - | 1 hour | N/A | N/A | Dual Pricing | N/A | N/A | N/A | N/A | N/A | N/A | N/A | N/A | N/A | No | No | No | Yes | No | No | x > 1 week after delivery | x > 12 weeks | BRP | N/A | N/A | 1 hour | 1 hour | Never (GCT before delivery) | No changes
Lithuania | LITGRID | Legal+financial | Yes | No | No | No | > 2 portfolios | 1. Consumption portfolio 2. Generation portfolio 3. Cross border trade with 3rd countries portfolio | N/A | N/A | N/A | N/A | N/A | N/A | N/A | N/A | N/A | N/A | N/A | N/A | Constant component | Yes | No | No | Yes | Yes | No | x > 1 week after delivery | x <= 3 weeks | N/A | N/A | N/A | 45 min | 1 hour | Only in case of IT or any other problems (TSO approval) | Only minor changes
Luxembourg | CREOS | - | - | - | - | - | - | - | - | - | - | - | - | - | - | - | - | - | - | - | - | - | - | - | - | - | - | - | - | - | - | - | - | - | - | -
Malta | Enemalta | - | - | - | - | - | - | - | - | - | - | - | - | - | - | - | - | - | - | - | - | - | - | - | - | - | - | - | - | - | - | - | - | - | - | -
The Netherlands | TenneT NL | Legal+financial | N/A | N/A | N/A | N/A | 1 portfolio | - | 15 min | N/A | N/A | Single Pricing | N/A | N/A | Marginal Control Energy Price | Marginal Control Energy Price | N/A | N/A | N/A | N/A | N/A | N/A | No | Yes | Yes | No | No | x <= 1 hour after delivery | x <= 3 weeks | BRP | N/A | N/A | N/A | 15 min | Always (GCT after delivery) | No changes
Poland | PSE S.A. | Financial only | N/A | N/A | N/A | N/A | 1 portfolio | - | 1 hour | N/A | N/A | Dual Pricing | N/A | N/A | Marginal Control Energy Price | Marginal Control Energy Price | N/A | N/A | N/A | N/A | N/A | No | Yes | Yes | No | Yes | No | x <= 1 day after delivery | x > 12 weeks | BRP | N/A | N/A | 1 hour | 1 hour | Never (GCT before delivery) | No changes
Portugal | REN | Financial only | N/A | N/A | N/A | No | > 2 portfolios | For generator the imbalance is calculated by imbalance area. A market player can have more than one imbalance area. | N/A | N/A | N/A | N/A | N/A | N/A | N/A | N/A | N/A | N/A | N/A | N/A | Other | Yes | No | Yes | Yes | Yes | No | x > 1 week after delivery | 9 < x <= 12 weeks | N/A | N/A | N/A | x > 1 hour | 1 hour | Only in case of IT or any other problems (TSO approval) | No changes
Romania | Transelectrica | Legal+financial | N/A | N/A | N/A | N/A | 1 portfolio | - | 1 hour | N/A | N/A | Dual Pricing | N/A | N/A | N/A | N/A | N/A | N/A | N/A | N/A | N/A | No | No | Yes | Yes | Yes | No | x > 1 week after delivery | x > 12 weeks | BRP | N/A | N/A | 1 hour | 1 hour | Only in case of IT or any other problems (TSO approval) | No changes
Slovakia | SEPS | Financial only | Yes | No | No | x <= 1MW | 1 portfolio | - | 15 min | N/A | N/A | Single Pricing | N/A | N/A | Marginal Control Energy Price | Marginal Control Energy Price | N/A | N/A | N/A | N/A | N/A | Yes | No | Yes | Yes | N/A | No | x > 1 week after delivery | 3 < x <= 6 weeks | BRP | N/A | N/A | x > 1 hour | 1 hour | Never (GCT before delivery) | No changes
Slovenia | ELES | Legal+financial | No | No | Yes | Other | 1 portfolio | - | 1 hour | N/A | N/A | Dual Pricing | N/A | N/A | Average Control Energy Price | Day-Ahead Market Price | N/A | N/A | N/A | N/A | Variable component | Yes | No | Yes | Yes | Yes | N/A | x > 1 week after delivery | 3 < x <= 6 weeks | BRP | N/A | N/A | N/A | 1 hour | Always (GCT after delivery) | No changes
Spain | REE | Financial only | N/A | N/A | N/A | N/A | 2 portfolios | - | N/A | 1 hour | 1 hour | N/A | Dual Pricing | Dual Pricing | N/A | N/A | Average Control Energy Price | Average Control Energy Price | Day-Ahead Market Price | Day-Ahead Market Price | N/A | N/A | No | Yes | Yes | Yes | No | x <= 1 day after delivery | x > 12 weeks | N/A | BRP | BRP | x > 1 hour | 1 hour | Never (GCT before delivery) | No changes
Sweden | Svenska kraftnät | Legal+financial | N/A | N/A | N/A | N/A | 2 portfolios | - | N/A | 1 hour | 1 hour | N/A | Dual Pricing | Single Pricing | N/A | N/A | Marginal Control Energy Price | Marginal Control Energy Price | Day-Ahead Market Price | Marginal Control Energy Price | Constant component | Yes | No | No | Yes | No | Yes | x <= 1 day after delivery | x <= 3 weeks | N/A | BRP | BRP | 1 hour | 1 hour | Only in case of IT or any other problems (TSO approval) | Yes
GB/United Kingdom | National Grid | Financial only | N/A | N/A | N/A | N/A | 1 portfolio | - | 30 min | N/A | N/A | Single Pricing | N/A | N/A | Average Control Energy Price | Average Control Energy Price | N/A | N/A | N/A | N/A | Variable component | No | No | No | Yes | Yes | Yes | x <= 1 hour after delivery | x > 12 weeks | BRP | N/A | N/A | 1 hour | 1 hour | Never (GCT before delivery) | Only minor changes
| SHETL | - | - | - | - | - | - | - | - | - | - | - | - | - | - | - | - | - | - | - | - | - | - | - | - | - | - | - | - | - | - | - | - | - | - | -
| SPTransmission | - | - | - | - | - | - | - | - | - | - | - | - | - | - | - | - | - | - | - | - | - | - | - | - | - | - | - | - | - | - | - | - | - | - | -
> Northern Ireland | SONI | Legal+financial | N/A | N/A | N/A | N/A | 1 portfolio | - | 30 min | N/A | N/A | Dual Pricing | N/A | N/A | Other | Other | N/A | N/A | N/A | N/A | N/A | No | Yes | Yes | Yes | Yes | No | N/A | N/A | N/A | N/A | N/A | N/A | N/A | N/A | No changes
Croatia | HOPS | Legal+financial | Yes | Yes | No | N/A | 1 portfolio | - | 1 hour | N/A | N/A | Dual Pricing | N/A | N/A | N/A | N/A | N/A | N/A | N/A | N/A | N/A | No | N/A | N/A | N/A | N/A | No | x > 1 week after delivery | x <= 3 weeks | BRP | N/A | N/A | 1 hour | 1 hour | Never (GCT before delivery) | Yes
Iceland | Landsnet | - | - | - | - | - | - | - | - | - | - | - | - | - | - | - | - | - | - | - | - | - | - | - | - | - | - | - | - | - | - | - | - | - | - | -
Montenegro | Crnogorski elektroprenosni sistem AD | - | - | - | - | - | - | - | - | - | - | - | - | - | - | - | - | - | - | - | - | - | - | - | - | - | - | - | - | - | - | - | - | - | - | -
Serbia | EMS | Legal+financial | N/A | N/A | N/A | No | 1 portfolio | - | 1 hour | N/A | N/A | Single Pricing | N/A | N/A | Average Control Energy Price | Other | N/A | N/A | N/A | N/A | Constant component | Yes | No | Yes | Yes | No | No | x > 1 week after delivery | x > 12 weeks | BRP | N/A | N/A | 1 hour | 1 hour | Never (GCT before delivery) | Yes
The former Yugoslav Republic of Macedonia | MEPSO | - | - | - | - | - | - | - | - | - | - | - | - | - | - | - | - | - | - | - | - | - | - | - | - | - | - | - | - | - | - | - | - | - | - | -
Turkey | TEIAS | - | - | - | - | - | - | - | - | - | - | - | - | - | - | - | - | - | - | - | - | - | - | - | - | - | - | - | - | - | - | - | - | - | - | -
Albania | OST | - | - | - | - | - | - | - | - | - | - | - | - | - | - | - | - | - | - | - | - | - | - | - | - | - | - | - | - | - | - | - | - | - | - | -
Bosnia and Herzegovina | ISO BIH | Legal+financial | N/A | N/A | N/A | No | 1 portfolio | - | 1 hour | N/A | N/A | Dual Pricing | N/A | N/A | Other | N/A | N/A | N/A | N/A | N/A | Other | No | No | Yes | Yes | No | No | x <= 1 day after delivery | x <= 3 weeks | BRP | N/A | N/A | 45 min | 1 hour | Never (GCT before delivery) | Only minor changes
Kosovo (UNMIK) | KOSTT | - | - | - | - | - | - | - | - | - | - | - | - | - | - | - | - | - | - | - | - | - | - | - | - | - | - | - | - | - | - | - | - | - | - | -
Moldova | Moldelectrica | - | - | - | - | - | - | - | - | - | - | - | - | - | - | - | - | - | - | - | - | - | - | - | - | - | - | - | - | - | - | - | - | - | - | -
Ukraine | Ukrenergo | - | - | - | - | - | - | - | - | - | - | - | - | - | - | - | - | - | - | - | - | - | - | - | - | - | - | - | - | - | - | - | - | - | - | -
Norway | Statnett | Legal+financial | N/A | N/A | N/A | N/A | 2 portfolios | - | N/A | 1 hour | 1 hour | N/A | Dual Pricing | Single Pricing | N/A | N/A | Marginal Control Energy Price | Marginal Control Energy Price | Day-Ahead Market Price | Marginal Control Energy Price | Constant component | Yes | No | No | Yes | No | No | x <= 1 week after delivery | x <= 3 weeks | N/A | BRP | BRP | 1 hour | 1 hour | Never (GCT before delivery) | No changes
Switzerland | Swissgrid | Legal+financial | N/A | N/A | N/A | N/A | 1 portfolio | - | 15 min | N/A | N/A | Dual Pricing | N/A | N/A | Other | Other | N/A | N/A | N/A | N/A | Variable component | Yes | No | Yes | Yes | Yes | No | x > 1 week after delivery | x > 12 weeks | BRP | N/A | N/A | 15 min | 15 min | Always (GCT after delivery) | No changes
Monaco |  | - | - | - | - | - | - | - | - | - | - | - | - | - | - | - | - | - | - | - | - | - | - | - | - | - | - | - | - | - | - | - | - | - | - | -
San Marino |  | - | - | - | - | - | - | - | - | - | - | - | - | - | - | - | - | - | - | - | - | - | - | - | - | - | - | - | - | - | - | - | - | - | - | -
Andorra | FEDA/RTE/REE | - | - | - | - | - | - | - | - | - | - | - | - | - | - | - | - | - | - | - | - | - | - | - | - | - | - | - | - | - | - | - | - | - | - | -
Vatican City |  | - | - | - | - | - | - | - | - | - | - | - | - | - | - | - | - | - | - | - | - | - | - | - | - | - | - | - | - | - | - | - | - | - | - | -
Liechtenstein | LKW | - | - | - | - | - | - | - | - | - | - | - | - | - | - | - | - | - | - | - | - | - | - | - | - | - | - | - | - | - | - | - | - | - | - | -
Belarus |  | - | - | - | - | - | - | - | - | - | - | - | - | - | - | - | - | - | - | - | - | - | - | - | - | - | - | - | - | - | - | - | - | - | - | -

## Ancillary Services
|  | AS1.0 | AS2.1 | AS2.2 | AS2.3 | AS2.4 | AS2.5 | AS2.6 | AS2.7 | AS2.8 | AS2.9 | AS2.10 | AS2.11 | AS2.12 | AS3.4 | AS3.6 | AS3.8 | AS4.1 | AS4.2 | AS4.3 | AS4.4 | AS4.5 | AS4.6 | AS4.7 | AS4.8 | AS5.1 | AS5.2 | AS5.3 | AS5.4 | AS5.5 | AS5.6 | AS5.7 | AS5.8 | AS6.1 | AS6.2 | AS6.3 | AS6.4 | AS6.5 | AS6.6 | AS6.7 | AS6.8 | AS7.1 | AS7.2 | AS7.3 | AS7.4 | AS7.5 | AS7.6 | AS7.7 | AS7.8 | AS8.1 | AS8.3 | AS8.5 | AS9.1 | AS9.2 | AS9.3 | AS9.4 | AS9.5 | AS9.6 | AS9.7 | AS9.8 | AS10.1 | AS10.2 | AS10.3 | AS10.4 | AS10.5 | AS10.6 | AS10.7 | AS10.8 | AS11.1 | AS11.2 | AS11.3 | AS11.4 | AS11.5 | AS11.6 | AS11.7 | AS11.8 | AS12.1 | AS12.2 | AS12.3 | AS12.4 | AS12.5 | AS12.6 | AS12.7 | AS12.8 | AS13.1 | AS13.2 | AS13.3 | AS13.4 | AS13.5 | AS13.6 | AS13.7 | AS13.8 | AS14.1 | AS14.2 | AS15.1 | AS15.2 | AS15.3 | AS16.0
AS Survey 2016 |  | AS2.1: Frequency Containment Reserve; AS2.4: Frequency Restoration Reserve (Automatic); AS2.7: Frequency Restoration Reserve (Manual); AS2.10: Replacement Reserve; AS3.4: Frequency Restoration Reserve (Automatic); AS3.6: Frequency Restoration Reserve (Manual); AS3.8: Replacement Reserve; AS4.1: Frequency Containment Reserve; AS4.3: Frequency Restoration Reserve (Automatic); AS4.5: Frequency Restoration Reserve (Manual); AS4.7: Replacement Reserve; AS5.1: Frequency Containment Reserve; AS5.3: Frequency Restoration Reserve (Automatic); AS5.5: Frequency Restoration Reserve (Manual); AS5.7: Replacement Reserve; AS6.1: Frequency Containment Reserve; AS6.3: Frequency Restoration Reserve (Automatic); AS6.5: Frequency Restoration Reserve (Manual); AS6.7: Replacement Reserve; AS7.1: Frequency Containment Reserve; AS7.3: Frequency Restoration Reserve (Automatic); AS7.5: Frequency Restoration Reserve (Manual); AS7.7: Replacement Reserve; AS8.1: Frequency Containment Reserve; AS8.3: Frequency Restoration Reserve (Automatic); AS8.5: Frequency Restoration Reserve (Manual); AS9.1: Frequency Containment Reserve; AS9.3: Frequency Restoration Reserve (Automatic); AS9.5: Frequency Restoration Reserve (Manual); AS9.7: Replacement Reserve; AS10.1: Frequency Containment Reserve; AS10.3: Frequency Restoration Reserve (Automatic); AS10.5: Frequency Restoration Reserve (Manual); AS10.7: Replacement Reserve; AS11.1: Frequency Containment Reserve; AS11.3: Frequency Restoration Reserve (Automatic); AS11.5: Frequency Restoration Reserve (Manual); AS11.7: Replacement Reserve; AS12.1: Frequency Containment Reserve; AS12.3: Frequency Restoration Reserve (Automatic); AS12.5: Frequency Restoration Reserve (Manual); AS12.7: Replacement Reserve; AS13.1: Frequency Containment Reserve; AS13.3: Frequency Restoration Reserve (Automatic); AS13.5: Frequency Restoration Reserve (Manual); AS13.7: Replacement Reserve; AS14.1: Frequency Restoration Reserve (Manual); AS14.2: Replacement Reserve; AS15.1: Replacement Reserve; AS15.2: Frequency Restoration Reserve (Automatic); AS15.3: Frequency Restoration Reserve (Manual); AS16.0: Changes?
|  |  | Procurement scheme | [11 empty] | Activation rule |  |  | Product Resolution (in MW) | [7 empty] | Product Resolution (in time) | [7 empty] | Distance to real time of reserve products auctions/Distance to real time of energy products | [7 empty] | Provider | [7 empty] | Symmetrical product |  |  | Settlement Rule | [7 empty] | Cost recovery scheme | [7 empty] | Monitoring | [7 empty] | Does your TSO allow for transfer of obligation? | [7 empty] | In case transfer obligation is allowed, is there an organised secondary market? | [7 empty] | Can offered products be partially activated?
Country | TSO Name | What is the balancing process in place? | Using FCR? | Capacity | Energy | Using aFRR? | Capacity | Energy | Using mFRR? | Capacity | Energy | Using RR? | Capacity | Energy | Energy | Energy | Energy | Capacity | Energy | Capacity | Energy | Capacity | Energy | Capacity | Energy | Capacity | Energy | Capacity | Energy | Capacity | Energy | Capacity | Energy | Capacity | Energy | Capacity | Energy | Capacity | Energy | Capacity | Energy | Capacity | Energy | Capacity | Energy | Capacity | Energy | Capacity | Energy | Capacity | Capacity | Capacity | Capacity | Energy | Capacity | Energy | Capacity | Energy | Capacity | Energy | Capacity | Energy | Capacity | Energy | Capacity | Energy | Capacity | Energy | Capacity | Energy | Capacity | Energy | Capacity | Energy | Capacity | Energy | Capacity | Energy | Capacity | Energy | Capacity | Energy | Capacity | Energy | Capacity | Energy | Capacity | Energy | Capacity | Energy | Capacity | Energy | Energy | Energy | What is the activation time of RR from 0 to max? | What is the activation time of FRRa from 0 to max? | What is the activation time of FRRm from 0 to max? | Do you consider changes significant/important regarding the ancillary sevices?
Austria | APG | Self-Dispatch - Portfolio Based | Yes | Organised Market | N/A | Yes | Organised Market | Organised Market | Yes | Organised Market | Organised Market | No | N/A | N/A | Merit order | Merit order | N/A | 1MW < x <= 5 MW | N/A | 1MW < x <= 5 MW | 1MW < x <= 5 MW | 5 MW < x <= 10 MW | 5 MW < x <= 10 MW | N/A | N/A | Week(s) | N/A | Week(s) | Hour (or blocks) | Week(s) | Hour (or blocks) | N/A | N/A | Day(s) | N/A | Day(s) | x > H-1 | Day(s) | x > H-1 | N/A | N/A | Generators Only | N/A | Generators + Load + Pump Storage units pumping | Generators + Load + Pump Storage units pumping | Generators + Load + Pump Storage units pumping | Generators + Load + Pump Storage units pumping | N/A | N/A | Has to be symmetrical | Don't need to be symmetrical | Don't need to be symmetrical | Pay as bid | N/A | Pay as bid | Pay as bid | Pay as bid | Pay as bid | N/A | N/A | Generators | N/A | Mix of generators and BRPs | Mix of generators and BRPs | Mix of Grid Users and BRP | Mix of Grid Users and BRP | N/A | N/A | Ex-Post Check | N/A | Ex-Post Check | Ex-Post Check | Ex-Post Check | Ex-Post Check | N/A | N/A | No | N/A | Yes | Yes | No | No | N/A | N/A | N/A | N/A | No | No | N/A | N/A | N/A | N/A | No in none direction | N/A | N/A | 90s < x <= 5 min | 5min < x <= 15 min | N/A
| VUEN | Self-Dispatch - Portfolio Based | Yes | Organised Market | N/A | Yes | Organised Market | Organised Market | Yes | Organised Market | Organised Market | No | N/A | N/A | Merit order | Merit order | N/A | 1MW < x <= 5 MW | N/A | 1MW < x <= 5 MW | 1MW < x <= 5 MW | 5 MW < x <= 10 MW | 5 MW < x <= 10 MW | N/A | N/A | Week(s) | N/A | Week(s) | Hour (or blocks) | Week(s) | Hour (or blocks) | N/A | N/A | Day(s) | N/A | Day(s) | x > H-1 | Day(s) | x > H-1 | N/A | N/A | Generators Only | N/A | Generators + Load + Pump Storage units pumping | Generators + Load + Pump Storage units pumping | Generators + Load + Pump Storage units pumping | Generators + Load + Pump Storage units pumping | N/A | N/A | Has to be symmetrical | Don't need to be symmetrical | Don't need to be symmetrical | Pay as bid | N/A | Pay as bid | Pay as bid | Pay as bid | Pay as bid | N/A | N/A | Generators | N/A | Mix of generators and BRPs | Mix of generators and BRPs | Mix of Grid Users and BRP | Mix of Grid Users and BRP | N/A | N/A | Ex-Post Check | N/A | Ex-Post Check | Ex-Post Check | Ex-Post Check | Ex-Post Check | N/A | N/A | No | N/A | Yes | Yes | No | No | N/A | N/A | N/A | N/A | No | No | N/A | N/A | N/A | N/A | No in none direction | N/A | N/A | 90s < x <= 5 min | 5min < x <= 15 min | N/A
Belgium | Elia | Self-Dispatch - Unit Based | Yes | Organised Market | N/A | Yes | Organised Market | Organised Market | Yes | Organised Market | Pre-contracted and Free Offers | No | N/A | N/A | Pro Rata (Parallel Activation) | Merit order | N/A | x <= 1MW | N/A | x <= 1MW | x <= 1MW | x <= 1MW | x <= 1MW | N/A | N/A | Week(s) | N/A | Week(s) | 15 minutes | Year or more | 15 minutes | N/A | N/A | Week(s) | N/A | Week(s) | x <= 1 minute | Month(s) | x <= 1 minute | N/A | N/A | Generators + Load + Pump Storage units pumping | N/A | Generators + Pump Storage units pumping | Generators + Pump Storage units pumping | Generators + Load + Pump Storage units pumping | Generators + Load + Pump Storage units pumping | N/A | N/A | Don't need to be symmetrical | Don't need to be symmetrical | Don't need to be symmetrical | Pay as bid | N/A | Pay as bid | Pay as bid | Pay as bid | Pay as bid | N/A | N/A | 100% Grid Users | N/A | 100% Grid Users | 100% BRP | 100% Grid Users | 100% BRP | N/A | N/A | Ex-Post Check | Ex-Post Check | Ex-Post Check | Ex-Post Check | Ex-Post Check | Hybrid | N/A | N/A | Yes | No | Yes | N/A | Yes | N/A | N/A | N/A | No | No | No | N/A | No | N/A | N/A | N/A | Yes, in all directions | N/A | N/A | 5min < x <= 15 min | 5min < x <= 15 min | N/A
Bulgaria | ESO | bar: AS1.0 to AS16.0
Cyprus | TSO-Cyprus | bar: AS1.0 to AS16.0
Czech Republic | CEPS | Self-Dispatch - Unit Based | Yes | Organised Market | N/A | Yes | Organised Market | Pre-contracted Offers only | Yes | Organised Market | Pre-contracted Offers only | No | N/A | N/A | Pro Rata (Parallel Activation) | Merit order | N/A | 1MW < x <= 5 MW | N/A | 1MW < x <= 5 MW | N/A | 1MW < x <= 5 MW | 1MW < x <= 5 MW | N/A | N/A | Hour(s) | N/A | Hour(s) | N/A | Hour(s) | Hour (or blocks) | N/A | N/A | N/A | N/A | N/A | x <= 1 minute | N/A | 5 minutes < x <= 15 minutes | N/A | N/A | Generators Only | N/A | Generators + Load | Generators + Load | Generators + Load + Pump Storage units pumping | Generators + Load + Pump Storage units pumping | N/A | N/A | Has to be symmetrical | Has to be symmetrical | Don't need to be symmetrical | Pay as bid | N/A | Pay as bid | Regulated Price | Pay as bid | Pay as bid | N/A | N/A | 100% end consumers | N/A | 100% end consumers | 100% BRP | 100% end consumers | 100% BRP | N/A | N/A | Hybrid | N/A | Hybrid | Hybrid | Hybrid | Hybrid | N/A | N/A | Yes | N/A | Yes | N/A | Yes | N/A | N/A | N/A | No | N/A | No | N/A | No | N/A | N/A | N/A | No in none direction | N/A | N/A | 5min < x <= 15 min | 5min < x <= 15 min | N/A
Denmark | Energinet.dk IPC | Self-Dispatch - Portfolio Based | Yes | Organised Market | N/A | Yes | Bilateral Market | N/A | Yes | Organised Market | Organised Market | No | N/A | N/A | N/A | Merit order | N/A | x <= 1MW | N/A | N/A | N/A | 5 MW < x <= 10 MW | 5 MW < x <= 10 MW | N/A | N/A | Hour(s) | N/A | Year or more | N/A | Hour(s) | Hour (or blocks) | N/A | N/A | Day(s) | N/A | Year or more | N/A | Day(s) | 5 minutes < x <= 15 minutes | N/A | N/A | Generators + Load | N/A | N/A | N/A | Generators + Load | Generators + Load | N/A | N/A | Don't need to be symmetrical | N/A | Don't need to be symmetrical | Marginal Pricing | N/A | Regulated Price | N/A | Marginal Pricing | Marginal Pricing | N/A | N/A | 100% Grid Users | N/A | 100% Grid Users | N/A | 100% Grid Users | 100% BRP | N/A | N/A | Hybrid | N/A | N/A | N/A | Real-Time Monitoring | Real-Time Monitoring | N/A | N/A | No | N/A | N/A | N/A | No | No | N/A | N/A | N/A | N/A | N/A | N/A | N/A | N/A | N/A | N/A | Yes, in all directions | N/A | N/A | N/A | 5min < x <= 15 min | N/A
Estonia | Elering | Self-Dispatch - Unit Based | No | N/A | N/A | No | N/A | N/A | Yes | N/A | Bilateral Market | No | N/A | N/A | N/A | Merit order | N/A | N/A | N/A | N/A | N/A | 1MW < x <= 5 MW | 1MW < x <= 5 MW | N/A | N/A | N/A | N/A | N/A | N/A | Hour(s) | Hour (or blocks) | N/A | N/A | N/A | N/A | N/A | N/A | N/A | N/A | N/A | N/A | N/A | N/A | N/A | N/A | Generators Only | Generators Only | N/A | N/A | N/A | N/A | Don't need to be symmetrical | N/A | N/A | N/A | N/A | Pay as bid | Pay as bid | N/A | N/A | N/A | N/A | N/A | N/A | 100% Grid Users | 100% BRP | N/A | N/A | N/A | N/A | N/A | N/A | Real-Time Monitoring | Hybrid | N/A | N/A | N/A | N/A | N/A | N/A | N/A | N/A | N/A | N/A | N/A | N/A | N/A | N/A | N/A | N/A | N/A | N/A | Yes, in all directions | N/A | N/A | N/A | 5min < x <= 15 min | N/A
Finland | Fingrid | Self-Dispatch - Portfolio Based | Yes | Organised Market | N/A | Yes | Organised Market | Other | Yes | Organised Market | Organised Market | No | N/A | N/A | Pro Rata (Parallel Activation) | Merit order | N/A | x <= 1MW | N/A | 1MW < x <= 5 MW | 1MW < x <= 5 MW | 5 MW < x <= 10 MW | 5 MW < x <= 10 MW | N/A | N/A | Hour(s) | N/A | Hour(s) | Hour (or blocks) | Week(s) | Hour (or blocks) | N/A | N/A | Day(s) | N/A | Day(s) | 1 minute < x <= 5 minutes | Week(s) | 5 minutes < x <= 15 minutes | N/A | N/A | Generators + Load | Generators + Load | Generators Only | Generators Only | Generators + Load | Generators + Load | N/A | N/A | Has to be symmetrical | Don't need to be symmetrical | Don't need to be symmetrical | Marginal Pricing | Marginal Pricing | Pay as bid | Marginal Pricing | Pay as bid | Marginal Pricing | N/A | N/A | Mix of Grid Users and BRP | 100% BRP | 100% BRP | 100% BRP | Mix of Grid Users and BRP | 100% BRP | N/A | N/A | Hybrid | N/A | Hybrid | Hybrid | Hybrid | Real-Time Monitoring | N/A | N/A | No | N/A | No | No | No | No | N/A | N/A | N/A | N/A | N/A | N/A | N/A | N/A | N/A | N/A | Yes, in all directions | N/A | N/A | 90s < x <= 5 min | 5min < x <= 15 min | N/A
France | RTE | Self-Dispatch - Unit Based | Yes | Mandatory Provision | N/A | Yes | Mandatory Provision | N/A | Yes | Organised Market | Pre-contracted and Mandatory Offers | Yes | Organised Market | Pre-contracted and Mandatory Offers | Pro Rata (Parallel Activation) | Merit order | Merit order | x <= 1MW | x <= 1MW | x <= 1MW | x <= 1MW | 5 MW < x <= 10 MW | x <= 1MW | 5 MW < x <= 10 MW | 5 MW < x <= 10 MW | Hour(s) | N/A | Hour(s) | 30 minutes | Day(s) | N/A | Day(s) | N/A | Day(s) | N/A | Day(s) | x <= 1 minute | Year or more | Depends on the unit | Year or more | N/A | Generators + Load + Pump Storage units pumping | Generators + Load + Pump Storage units pumping | Generators + Load + Pump Storage units pumping | Generators + Load + Pump Storage units pumping | Generators + Load + Pump Storage units pumping | Generators + Load + Pump Storage units pumping | Generators + Load + Pump Storage units pumping | Generators + Load + Pump Storage units pumping | Don't need to be symmetrical | Don't need to be symmetrical | Don't need to be symmetrical | Regulated Price | Regulated Price | Regulated Price | Regulated Price | Marginal Pricing | Pay as bid | Marginal Pricing | Pay as bid | 100% Grid Users | 100% Grid Users | 100% Grid Users | 100% BRP | 100% BRP | 100% BRP | 100% BRP | 100% BRP | Hybrid | Hybrid | Hybrid | Hybrid | Hybrid | Hybrid | Hybrid | Hybrid | Yes | N/A | Yes | N/A | Yes | N/A | Yes | N/A | No | N/A | No | N/A | No | N/A | No | N/A | Yes, in all directions | Yes, in all directions | Depends on the unit | 5min < x <= 15 min | 5min < x <= 15 min | Only minor changes
Germany | 50Hertz | Self-Dispatch - Portfolio Based | Yes | Organised Market | N/A | Yes | Organised Market | Pre-contracted Offers only | Yes | Organised Market | Pre-contracted Offers only | No | N/A | N/A | Merit order | Merit order | N/A | x <= 1MW | N/A | 1MW < x <= 5 MW | 1MW < x <= 5 MW | 1MW < x <= 5 MW | 1MW < x <= 5 MW | N/A | N/A | Week(s) | N/A | Week(s) | Hour (or blocks) | Hour(s) | Hour (or blocks) | N/A | N/A | Day(s) | N/A | Day(s) | x <= 1 minute | Day(s) | 5 minutes < x <= 15 minutes | N/A | N/A | Generators + Load + Pump Storage units pumping | N/A | Generators + Load + Pump Storage units pumping | Generators + Load + Pump Storage units pumping | Generators + Load + Pump Storage units pumping | Generators + Load + Pump Storage units pumping | N/A | N/A | Has to be symmetrical | Don't need to be symmetrical | Don't need to be symmetrical | Pay as bid | N/A | Pay as bid | Pay as bid | Pay as bid | Pay as bid | N/A | N/A | 100% Grid Users | N/A | 100% Grid Users | 100% BRP | 100% Grid Users | 100% BRP | N/A | N/A | Real-Time Monitoring | N/A | Real-Time Monitoring | Real-Time Monitoring | Real-Time Monitoring | Real-Time Monitoring | N/A | N/A | Yes | N/A | Yes | Yes | Yes | Yes | N/A | N/A | No | N/A | No | No | No | No | N/A | N/A | Yes, in all directions | N/A | N/A | 90s < x <= 5 min | 5min < x <= 15 min | N/A
| Amprion | Self-Dispatch - Portfolio Based | Yes | Organised Market | N/A | Yes | Organised Market | Pre-contracted Offers only | Yes | Organised Market | Pre-contracted Offers only | No | N/A | N/A | Merit order | Merit order | N/A | x <= 1MW | N/A | 1MW < x <= 5 MW | 1MW < x <= 5 MW | 1MW < x <= 5 MW | 1MW < x <= 5 MW | N/A | N/A | Week(s) | N/A | Week(s) | Hour (or blocks) | Hour(s) | Hour (or blocks) | N/A | N/A | Day(s) | N/A | Day(s) | x <= 1 minute | Day(s) | 5 minutes < x <= 15 minutes | N/A | N/A | Generators + Load + Pump Storage units pumping | N/A | Generators + Load + Pump Storage units pumping | Generators + Load + Pump Storage units pumping | Generators + Load + Pump Storage units pumping | Generators + Load + Pump Storage units pumping | N/A | N/A | Has to be symmetrical | Don't need to be symmetrical | Don't need to be symmetrical | Pay as bid | N/A | Pay as bid | Pay as bid | Pay as bid | Pay as bid | N/A | N/A | 100% Grid Users | N/A | 100% Grid Users | 100% BRP | 100% Grid Users | 100% BRP | N/A | N/A | Real-Time Monitoring | N/A | Real-Time Monitoring | Real-Time Monitoring | Real-Time Monitoring | Real-Time Monitoring | N/A | N/A | Yes | N/A | Yes | Yes | Yes | Yes | N/A | N/A | No | N/A | No | No | No | No | N/A | N/A | Yes, in all directions | N/A | N/A | 90s < x <= 5 min | 5min < x <= 15 min | N/A
| TransnetBW | Self-Dispatch - Portfolio Based | Yes | Organised Market | N/A | Yes | Organised Market | Pre-contracted Offers only | Yes | Organised Market | Pre-contracted Offers only | No | N/A | N/A | Merit order | Merit order | N/A | x <= 1MW | N/A | 1MW < x <= 5 MW | 1MW < x <= 5 MW | 1MW < x <= 5 MW | 1MW < x <= 5 MW | N/A | N/A | Week(s) | N/A | Week(s) | Hour (or blocks) | Hour(s) | Hour (or blocks) | N/A | N/A | Day(s) | N/A | Day(s) | x <= 1 minute | Day(s) | 5 minutes < x <= 15 minutes | N/A | N/A | Generators + Load + Pump Storage units pumping | N/A | Generators + Load + Pump Storage units pumping | Generators + Load + Pump Storage units pumping | Generators + Load + Pump Storage units pumping | Generators + Load + Pump Storage units pumping | N/A | N/A | Has to be symmetrical | Don't need to be symmetrical | Don't need to be symmetrical | Pay as bid | N/A | Pay as bid | Pay as bid | Pay as bid | Pay as bid | N/A | N/A | 100% Grid Users | N/A | 100% Grid Users | 100% BRP | 100% Grid Users | 100% BRP | N/A | N/A | Real-Time Monitoring | N/A | Real-Time Monitoring | Real-Time Monitoring | Real-Time Monitoring | Real-Time Monitoring | N/A | N/A | Yes | N/A | Yes | Yes | Yes | Yes | N/A | N/A | No | N/A | No | No | No | No | N/A | N/A | Yes, in all directions | N/A | N/A | 90s < x <= 5 min | 5min < x <= 15 min | N/A
| Tennet Germany | Self-Dispatch - Portfolio Based | Yes | Organised Market | N/A | Yes | Organised Market | Pre-contracted Offers only | Yes | Organised Market | Pre-contracted Offers only | No | N/A | N/A | Merit order | Merit order | N/A | x <= 1MW | N/A | 1MW < x <= 5 MW | 1MW < x <= 5 MW | 1MW < x <= 5 MW | 1MW < x <= 5 MW | N/A | N/A | Week(s) | N/A | Week(s) | Hour (or blocks) | Hour(s) | Hour (or blocks) | N/A | N/A | Day(s) | N/A | Day(s) | x <= 1 minute | Day(s) | 5 minutes < x <= 15 minutes | N/A | N/A | Generators + Load + Pump Storage units pumping | N/A | Generators + Load + Pump Storage units pumping | Generators + Load + Pump Storage units pumping | Generators + Load + Pump Storage units pumping | Generators + Load + Pump Storage units pumping | N/A | N/A | Has to be symmetrical | Don't need to be symmetrical | Don't need to be symmetrical | Pay as bid | N/A | Pay as bid | Pay as bid | Pay as bid | Pay as bid | N/A | N/A | 100% Grid Users | N/A | 100% Grid Users | 100% BRP | 100% Grid Users | 100% BRP | N/A | N/A | Real-Time Monitoring | N/A | Real-Time Monitoring | Real-Time Monitoring | Real-Time Monitoring | Real-Time Monitoring | N/A | N/A | Yes | N/A | Yes | Yes | Yes | Yes | N/A | N/A | No | N/A | No | No | No | No | N/A | N/A | Yes, in all directions | N/A | N/A | 90s < x <= 5 min | 5min < x <= 15 min | N/A
Greece | ADMIE | Central Dispatch | Yes | Mandatory Offers | Mandatory Provision | Yes | Mandatory Offers | Mandatory Provision | Yes | Mandatory Provision without Reservation | Mandatory Provision | Yes | Mandatory Provision without Reservation | Mandatory Provision | Pro Rata (Parallel Activation) | Merit order | Merit order | x <= 1MW | N/A | x <= 1MW | N/A | N/A | N/A | N/A | N/A | Hour(s) | N/A | Hour(s) | N/A | N/A | N/A | N/A | N/A | Day(s) | N/A | Day(s) | N/A | N/A | N/A | N/A | N/A | Generators Only | Generators Only | Generators Only | Generators Only | Generators Only | Generators Only | Generators Only | Generators Only | Don't need to be symmetrical | Don't need to be symmetrical | Don't need to be symmetrical | Marginal Pricing | N/A | Marginal Pricing | N/A | N/A | N/A | N/A | N/A | 100% BRP | N/A | 100% BRP | N/A | N/A | N/A | N/A | N/A | Hybrid | Ex-Post Check | Hybrid | Hybrid | Hybrid | Hybrid | Hybrid | Hybrid | No | No | No | No | No | No | No | No | N/A | N/A | N/A | N/A | N/A | N/A | N/A | N/A | N/A | N/A | N/A | N/A | N/A | N/A
Hungary | MAVIR | Self-Dispatch - Portfolio Based | Yes | Mandatory Offers | N/A | Yes | Mandatory Offers | Mandatory Offers | No | N/A | N/A | Yes | Mandatory Offers | Mandatory Offers | Merit order | N/A | Merit order | x <= 1MW | N/A | x <= 1MW | x <= 1MW | N/A | N/A | x <= 1MW | x <= 1MW | Hour(s) | N/A | Hour(s) | Hour (or blocks) | N/A | N/A | Hour(s) | Hour (or blocks) | Day(s) | N/A | Day(s) | x <= 1 minute | N/A | N/A | Day(s) | 15 minutes | Generators Only | N/A | Generators Only | Generators Only | N/A | N/A | Generators + Load | Generators + Load | Has to be symmetrical | Don't need to be symmetrical | N/A | Pay as bid | N/A | Pay as bid | Pay as bid | N/A | N/A | Pay as bid | Pay as bid | 100% Grid Users | N/A | 100% Grid Users | 100% Grid Users | N/A | N/A | 100% Grid Users | 100% Grid Users | Ex-Post Check | N/A | Real-Time Monitoring | Real-Time Monitoring | N/A | N/A | Ex-Post Check | Ex-Post Check | No | N/A | Yes | N/A | N/A | N/A | Yes | No | N/A | N/A | No | N/A | N/A | N/A | No | N/A | N/A | Yes, in all directions | Depends on the unit | 5min < x <= 15 min | N/A | No changes
Ireland | EirGrid | Central Dispatch | Yes | Other | Other | No | N/A | N/A | No | N/A | N/A | No | N/A | N/A | N/A | N/A | N/A | x <= 1MW | x <= 1MW | N/A | N/A | N/A | N/A | N/A | N/A | Year or more | 30 minutes | N/A | N/A | N/A | N/A | N/A | N/A | N/A | x <= H-1 | N/A | N/A | N/A | N/A | N/A | N/A | Generators + Load + Pump Storage units pumping | Generators + Load + Pump Storage units pumping | N/A | N/A | N/A | N/A | N/A | N/A | Don't need to be symmetrical | N/A | N/A | Regulated Price | Hybrid | N/A | N/A | N/A | N/A | N/A | N/A | 100% Grid Users | 100% Grid Users | N/A | N/A | N/A | N/A | N/A | N/A | Real-Time Monitoring | Real-Time Monitoring | N/A | N/A | N/A | N/A | N/A | N/A | No | No | N/A | N/A | N/A | N/A | N/A | N/A | N/A | N/A | N/A | N/A | N/A | N/A | N/A | N/A | N/A | N/A | N/A | N/A | N/A | N/A
Italy | Terna | Central Dispatch | Yes | Mandatory Provision without Reservation | Mandatory Provision without Reservation | Yes | N/A | Mandatory Offers | No | N/A | N/A | Yes | N/A | Mandatory Offers | Pro Rata (Parallel Activation) | N/A | Merit order | N/A | N/A | N/A | x <= 1MW | N/A | N/A | N/A | x <= 1MW | N/A | N/A | N/A | Hour (or blocks) | N/A | N/A | N/A | Hour (or blocks) | N/A | N/A | N/A | x > H-1 | N/A | N/A | N/A | x > H-1 | N/A | Generators Only | N/A | Generators Only | N/A | N/A | N/A | Generators + Load + Pump Storage units pumping | N/A | N/A | N/A | N/A | Regulated Price | N/A | Pay as bid | N/A | N/A | N/A | Pay as bid | N/A | N/A | N/A | 100% end consumers | N/A | N/A | N/A | 100% end consumers | N/A | Real-Time Monitoring | N/A | Real-Time Monitoring | N/A | N/A | N/A | Real-Time Monitoring | N/A | No | N/A | No | N/A | N/A | N/A | No | N/A | N/A | N/A | N/A | N/A | N/A | N/A | N/A | N/A | Yes, in all directions | Depends on the unit | 90s < x <= 5 min | N/A | No changes
Latvia | AST | Self-Dispatch - Portfolio Based | No | N/A | N/A | No | N/A | N/A | Yes | Bilateral Market | Pre-contracted and Free Offers | No | N/A | N/A | N/A | Merit order | N/A | N/A | N/A | N/A | N/A | x <= 1MW | x <= 1MW | N/A | N/A | N/A | N/A | N/A | N/A | Year or more | Hour (or blocks) | N/A | N/A | N/A | N/A | N/A | N/A | Month(s) | 5 minutes < x <= 15 minutes | N/A | N/A | N/A | N/A | N/A | N/A | Generators Only | Generators Only | N/A | N/A | N/A | N/A | N/A | N/A | N/A | N/A | N/A | Pay as bid | Pay as bid | N/A | N/A | N/A | N/A | N/A | N/A | 100% Grid Users | 100% BRP | N/A | N/A | N/A | N/A | N/A | N/A | Real-Time Monitoring | Real-Time Monitoring | N/A | N/A | N/A | N/A | N/A | N/A | No | No | N/A | N/A | N/A | N/A | N/A | N/A | N/A | N/A | N/A | N/A | Yes, in all directions | N/A | N/A | N/A | 5min < x <= 15 min | N/A
Lithuania | LITGRID | Self-Dispatch - Unit Based | No | N/A | N/A | No | N/A | N/A | Yes | Bilateral Market | Bilateral Market | Yes | Bilateral Market | Pre-contracted Offers only | N/A | Merit order | Merit order | N/A | N/A | N/A | N/A | No minimum bid size | x <= 1MW | No minimum bid size | No minimum bid size | N/A | N/A | N/A | N/A | Year or more | Hour (or blocks) | Year or more | Hour (or blocks) | N/A | N/A | N/A | N/A | Year or more | 15 minutes < x <= H-1 | Year or more | x > H-1 | N/A | N/A | N/A | N/A | Generators Only | Generators + Pump Storage units pumping | Generators Only | Generators Only | N/A | N/A | Don't need to be symmetrical | N/A | N/A | N/A | N/A | Regulated Price | Pay as bid | Regulated Price | Regulated Price | N/A | N/A | N/A | N/A | 100% Grid Users | Mix of Grid Users and BRP | 100% Grid Users | Mix of Grid Users and BRP | N/A | N/A | N/A | N/A | Hybrid | Hybrid | Hybrid | Hybrid | N/A | N/A | N/A | N/A | Yes | No | Yes | No | N/A | N/A | N/A | N/A | No | No | No | No | Yes, in all directions | Only in upward direction | x > 1 hour | N/A | 5min < x <= 15 min | Only minor changes
Luxembourg | CREOS | bar: AS1.0 to AS16.0
Malta | Enemalta | bar: AS1.0 to AS16.0
The Netherlands | TenneT NL | Self-Dispatch - Portfolio Based | Yes | Organised Market | N/A | Yes | Bilateral Market | Pre-contracted and Free Offers | Yes | Bilateral Market | Pre-contracted and Free Offers | No | N/A | N/A | Merit order | Merit order | N/A | 1MW < x <= 5 MW | N/A | 1MW < x <= 5 MW | 1MW < x <= 5 MW | 5 MW < x <= 10 MW | 1MW < x <= 5 MW | N/A | N/A | Week(s) | N/A | Month(s) | 15 minutes | Month(s) | 15 minutes | N/A | N/A | Day(s) | N/A | Month(s) | x <= 1 minute | Month(s) | 5 minutes < x <= 15 minutes | N/A | N/A | Generators + Load | N/A | Generators Only | Generators Only | Generators + Load | Generators + Load | N/A | N/A | Has to be symmetrical | Has to be symmetrical | Don't need to be symmetrical | Pay as bid | N/A | Pay as bid | Marginal Pricing | Pay as bid | Marginal Pricing | N/A | N/A | 100% Grid Users | N/A | 100% Grid Users | 100% BRP | 100% Grid Users | 100% BRP | N/A | N/A | Ex-Post Check | N/A | Ex-Post Check | Ex-Post Check | Ex-Post Check | Ex-Post Check | N/A | N/A | No | N/A | No | No | No | No | N/A | N/A | N/A | N/A | N/A | N/A | N/A | N/A | N/A | N/A | No in none direction | N/A | N/A | x <= 90s | N/A | N/A
Poland | PSE S.A. | Central Dispatch | Yes | Mandatory Provision without Reservation | Mandatory Offers | Yes | Mandatory Provision without Reservation | Mandatory Offers | No | N/A | N/A | Yes | Mandatory Provision without Reservation | Mandatory Offers | Merit order | N/A | Merit order | x <= 1MW | x <= 1MW | x <= 1MW | x <= 1MW | N/A | N/A | x <= 1MW | x <= 1MW | N/A | Hour (or blocks) | N/A | Hour (or blocks) | N/A | N/A | Hour(s) | Hour (or blocks) | N/A | N/A | N/A | x <= 1 minute | N/A | N/A | N/A | 15 minutes | Generators Only | Generators Only | Generators Only | Generators Only | N/A | N/A | Generators Only | Generators Only | Has to be symmetrical | Has to be symmetrical | N/A | Regulated Price | Marginal Pricing | Regulated Price | Marginal Pricing | N/A | N/A | Regulated Price | Marginal Pricing | 100% Grid Users | 100% BRP | 100% Grid Users | 100% BRP | N/A | N/A | 100% Grid Users | 100% BRP | Hybrid | Hybrid | Hybrid | Hybrid | N/A | N/A | Hybrid | Hybrid | No | No | No | No | N/A | N/A | N/A | N/A | N/A | N/A | N/A | N/A | N/A | N/A | N/A | N/A | N/A | Yes, in all directions | Depends on the unit | 90s < x <= 5 min | N/A | N/A
Portugal | REN | Self-Dispatch - Portfolio Based | Yes | Mandatory Provision | N/A | Yes | Organised Market | N/A | Yes | N/A | Mandatory Offers | Yes | N/A | Mandatory Offers | Pro Rata (Parallel Activation) | Merit order | Merit order | N/A | N/A | x > 10MW | N/A | N/A | x <= 1MW | N/A | x <= 1MW | N/A | N/A | Hour(s) | N/A | N/A | Hour (or blocks) | N/A | Hour (or blocks) | N/A | N/A | Day(s) | N/A | N/A | Depends on the unit | N/A | 15 minutes | Generators Only | Generators Only | Generators Only | Generators Only | N/A | Generators + Pump Storage units pumping | N/A | Generators + Pump Storage units pumping | Has to be symmetrical | Don't need to be symmetrical | N/A | N/A | N/A | Marginal Pricing | Marginal Pricing | N/A | Marginal Pricing | N/A | Marginal Pricing | N/A | N/A | 100% end consumers | 100% end consumers | N/A | 100% BRP | N/A | 100% BRP | Ex-Post Check | Ex-Post Check | Hybrid | Hybrid | N/A | Hybrid | N/A | Ex-Post Check | N/A | N/A | Yes | No | N/A | No | N/A | N/A | N/A | N/A | No | N/A | N/A | N/A | N/A | N/A | Yes, in all directions | Yes, in all directions | Depends on the unit | 90s < x <= 5 min | Depends on the unit | N/A
Romania | Transelectrica | Central Dispatch | Yes | Mandatory Provision without Reservation | Mandatory Provision | Yes | Organised Market | Pre-contracted and Mandatory Offers | Yes | Organised Market | Organised Market | Yes | Organised Market | Organised Market | Merit order | Merit order | Merit order | N/A | N/A | x > 10MW | x > 10MW | 1MW < x <= 5 MW | 1MW < x <= 5 MW | 1MW < x <= 5 MW | 1MW < x <= 5 MW | N/A | N/A | Hour(s) | Hour (or blocks) | Hour(s) | Hour (or blocks) | Hour(s) | Hour (or blocks) | N/A | N/A | Day(s) | x > H-1 | Day(s) | 5 minutes < x <= 15 minutes | Day(s) | Hour (or blocks) | Generators Only | Generators Only | Generators Only | Generators Only | Generators Only | Generators Only | Generators Only | Generators Only | Has to be symmetrical | Has to be symmetrical | Don't need to be symmetrical | N/A | N/A | Marginal Pricing | Marginal Pricing | Marginal Pricing | Pay as bid | Marginal Pricing | Pay as bid | N/A | N/A | 100% Grid Users | 100% Grid Users | 100% Grid Users | 100% BRP | 100% Grid Users | 100% BRP | Ex-Post Check | Ex-Post Check | Ex-Post Check | Ex-Post Check | Ex-Post Check | Hybrid | Ex-Post Check | Ex-Post Check | N/A | N/A | Yes | No | Yes | No | Yes | No | N/A | N/A | No | N/A | No | N/A | No | N/A | Yes, in all directions | Yes, in all directions | Depends on the unit | 90s < x <= 5 min | 5min < x <= 15 min | Only minor changes
Slovakia | SEPS | Self-Dispatch - Portfolio Based | Yes | Organised Market | Pre-contracted Offers only | Yes | Organised Market | Pre-contracted Offers only | Yes | Organised Market | Pre-contracted Offers only | No | N/A | N/A | Pro Rata (Parallel Activation) | Merit order | N/A | x <= 1MW | x <= 1MW | 1MW < x <= 5 MW | 1MW < x <= 5 MW | 1MW < x <= 5 MW | 1MW < x <= 5 MW | N/A | N/A | Hour(s) | Hour (or blocks) | Hour(s) | Hour (or blocks) | Hour(s) | Hour (or blocks) | N/A | N/A | Day(s) | N/A | Day(s) | x <= 1 minute | Day(s) | 5 minutes < x <= 15 minutes | N/A | N/A | Generators Only | Generators Only | Generators + Load | Generators + Load | Generators + Load + Pump Storage units pumping | Generators + Load + Pump Storage units pumping | N/A | N/A | Has to be symmetrical | Has to be symmetrical | Don't need to be symmetrical | Pay as bid | Hybrid | Pay as bid | Hybrid | Pay as bid | Hybrid | N/A | N/A | 100% end consumers | 100% BRP | 100% end consumers | 100% BRP | 100% end consumers | 100% BRP | N/A | N/A | Hybrid | Hybrid | Hybrid | Hybrid | Hybrid | Hybrid | N/A | N/A | Yes | No | Yes | No | Yes | No | N/A | N/A | No | N/A | No | N/A | No | N/A | N/A | N/A | Yes, in all directions | N/A | N/A | 5min < x <= 15 min | 5min < x <= 15 min | N/A
Slovenia | ELES | Self-Dispatch - Portfolio Based | Yes | Mandatory Provision without Reservation | Mandatory Provision without Reservation | Yes | Bilateral Market | Pre-contracted Offers only | Yes | Bilateral Market | Pre-contracted Offers only | No | N/A | N/A | Pro Rata (Parallel Activation) | Merit order | N/A | N/A | N/A | x <= 1MW | N/A | x <= 1MW | x <= 1MW | N/A | N/A | N/A | N/A | Year or more | N/A | Year or more | Hour (or blocks) | N/A | N/A | N/A | N/A | Month(s) | N/A | Month(s) | 15 minutes < x <= H-1 | N/A | N/A | N/A | Generators Only | Generators + Pump Storage units pumping | Generators + Pump Storage units pumping | Generators + Load + Pump Storage units pumping | Generators + Load + Pump Storage units pumping | N/A | N/A | Has to be symmetrical | Has to be symmetrical | Don't need to be symmetrical | N/A | N/A | Pay as bid | Pay as bid | Pay as bid | Pay as bid | N/A | N/A | N/A | N/A | 100% end consumers | 100% BRP | 100% end consumers | 100% BRP | N/A | N/A | Ex-Post Check | Ex-Post Check | Real-Time Monitoring | Real-Time Monitoring | Ex-Post Check | Ex-Post Check | N/A | N/A | N/A | N/A | No | No | N/A | N/A | N/A | N/A | N/A | N/A | N/A | N/A | N/A | N/A | N/A | N/A | Yes, in all directions | N/A | N/A | 5min < x <= 15 min | 5min < x <= 15 min | N/A
Spain | REE | Self-Dispatch - Unit Based | Yes | Mandatory Provision | N/A | Yes | Organised Market | N/A | Yes | Mandatory Offers | Organised Market | Yes | Organised Market | Organised Market | Pro Rata (Parallel Activation) | Merit order | Merit order | N/A | N/A | x > 10MW | No minimum bid size | x > 10MW | x > 10MW | x > 10MW | x > 10MW | N/A | N/A | Hour(s) | Hour (or blocks) | Hour(s) | Hour (or blocks) | Hour(s) | Hour (or blocks) | N/A | N/A | Day(s) | x <= 1 minute | N/A | 15 minutes < x <= H-1 | Day(s) | 15 minutes | Generators Only | Generators Only | Generators Only | Generators Only | Generators + Pump Storage units pumping | Generators + Pump Storage units pumping | Generators Only | Generators Only | Has to be symmetrical | Don't need to be symmetrical | N/A | N/A | N/A | Marginal Pricing | Marginal Pricing | N/A | Marginal Pricing | Marginal Pricing | Marginal Pricing | N/A | N/A | 100% end consumers | 100% BRP | N/A | 100% BRP | Mix of Grid Users and BRP | 100% BRP | Ex-Post Check | Ex-Post Check | Real-Time Monitoring | Real-Time Monitoring | Hybrid | Hybrid | Ex-Post Check | Ex-Post Check | Yes | N/A | Yes | Yes | No | No | No | No | No | N/A | No | No | N/A | N/A | N/A | N/A | Yes, in all directions | Yes, in all directions | 20min < x <= 1 hour | 90s < x <= 5 min | 5min < x <= 15 min | No changes
Sweden | Svenska kraftnät | Self-Dispatch - Portfolio Based | Yes | Organised Market | N/A | Yes | Organised Market | Other | Yes | Organised Market | Organised Market | No | N/A | N/A | Pro Rata (Parallel Activation) | Merit order | N/A | x <= 1MW | N/A | 1MW < x <= 5 MW | 1MW < x <= 5 MW | 5 MW < x <= 10 MW | 5 MW < x <= 10 MW | N/A | N/A | Hour(s) | N/A | Hour(s) | Hour (or blocks) | Month(s) | N/A | N/A | N/A | Day(s) | N/A | Day(s) | 1 minute < x <= 5 minutes | Month(s) | 15 minutes < x <= H-1 | N/A | N/A | Generators Only | Generators Only | Generators Only | Generators Only | Generators + Load | Generators + Load | N/A | N/A | Has to be symmetrical | Don't need to be symmetrical | Don't need to be symmetrical | Pay as bid | Marginal Pricing | Pay as bid | Marginal Pricing | Pay as bid | Marginal Pricing | N/A | N/A | Mix of Grid Users and BRP | 100% BRP | 100% BRP | 100% BRP | Mix of Grid Users and BRP | 100% BRP | N/A | N/A | Hybrid | Hybrid | Hybrid | Hybrid | Hybrid | Real-Time Monitoring | N/A | N/A | No | N/A | No | No | No | No | N/A | N/A | N/A | N/A | N/A | N/A | N/A | N/A | N/A | N/A | Yes, in all directions | N/A | N/A | 90s < x <= 5 min | 5min < x <= 15 min | N/A
GB/United Kingdom | National Grid | Self-Dispatch - Unit Based | Yes | Pre-contracted and Mandatory Offers | N/A | No | N/A | N/A | Yes | Organised Market | Organised Market | Yes | Organised Market | Pre-contracted and Free Offers | N/A | Merit order | Merit order | N/A | N/A | N/A | N/A | 5 MW < x <= 10 MW | 1MW < x <= 5 MW | 1MW < x <= 5 MW | 1MW < x <= 5 MW | N/A | N/A | N/A | N/A | Month(s) | N/A | Week(s) | N/A | Week(s) | N/A | N/A | N/A | Month(s) | Depends on the unit | Month(s) | x > H-1 | Generators + Load + Pump Storage units pumping | Generators + Load | N/A | N/A | Generators + Load + Pump Storage units pumping | Generators + Load + Pump Storage units pumping | Generators + Load + Pump Storage units pumping | Generators + Load + Pump Storage units pumping | Has to be symmetrical | N/A | Don't need to be symmetrical | Pay as bid | N/A | N/A | N/A | Pay as bid | Pay as bid | Pay as bid | Pay as bid | 100% Grid Users | N/A | N/A | N/A | 100% Grid Users | 100% BRP | 100% Grid Users | 100% BRP | Hybrid | Hybrid | N/A | N/A | Hybrid | Hybrid | Hybrid | Hybrid | Yes | N/A | N/A | N/A | Yes | N/A | Yes | N/A | No | No | N/A | N/A | No | N/A | No | N/A | Yes, in all directions | Yes, in all directions | Depends on the unit | N/A | Depends on the unit | Only minor changes
SHETL | bar: AS1.0 to AS16.0
SPTransmission | bar: AS1.0 to AS16.0
> Northern Ireland | SONI | Central Dispatch | Yes | Other | Other | No | N/A | N/A | No | N/A | N/A | No | N/A | N/A | N/A | N/A | N/A | x <= 1MW | x <= 1MW | N/A | N/A | N/A | N/A | N/A | N/A | Year or more | 30 minutes | N/A | N/A | N/A | N/A | N/A | N/A | N/A | x <= H-1 | N/A | N/A | N/A | N/A | N/A | N/A | Generators + Load + Pump Storage units pumping | Generators + Load + Pump Storage units pumping | N/A | N/A | N/A | N/A | N/A | N/A | Don't need to be symmetrical | N/A | N/A | Regulated Price | Hybrid | N/A | N/A | N/A | N/A | N/A | N/A | 100% Grid Users | 100% Grid Users | N/A | N/A | N/A | N/A | N/A | N/A | Real-Time Monitoring | Real-Time Monitoring | N/A | N/A | N/A | N/A | N/A | N/A | No | No | N/A | N/A | N/A | N/A | N/A | N/A | N/A | N/A | N/A | N/A | N/A | N/A | N/A | N/A | N/A | N/A | N/A | N/A | N/A | N/A
Croatia | HOPS | Self-Dispatch - Portfolio Based | Yes | Mandatory Provision | Mandatory Provision | Yes | Mandatory Provision | Mandatory Provision | Yes | Mandatory Provision | Mandatory Provision | No | N/A | N/A | Pro Rata (Parallel Activation) | Merit order | N/A | N/A | N/A | x <= 1MW | x <= 1MW | x <= 1MW | x <= 1MW | N/A | N/A | N/A | N/A | Year or more | Hour (or blocks) | Year or more | Hour (or blocks) | N/A | N/A | N/A | N/A | Month(s) | 15 minutes < x <= H-1 | Month(s) | 15 minutes < x <= H-1 | N/A | N/A | Generators Only | Generators Only | Generators Only | Generators Only | Generators + Pump Storage units pumping | Generators + Pump Storage units pumping | N/A | N/A | Has to be symmetrical | Don't need to be symmetrical | Don't need to be symmetrical | N/A | N/A | Pay as bid | Pay as bid | Regulated Price | Pay as bid | N/A | N/A | N/A | N/A | 100% end consumers | Mix of Grid Users and BRP | 100% end consumers | Mix of Grid Users and BRP | N/A | N/A | Hybrid | Hybrid | Hybrid | Hybrid | Ex-Post Check | Ex-Post Check | N/A | N/A | N/A | N/A | No | N/A | No | N/A | N/A | N/A | N/A | N/A | No | N/A | N/A | N/A | N/A | N/A | Yes, in all directions | N/A | N/A | 90s < x <= 5 min | 5min < x <= 15 min | N/A
Iceland | Landsnet | bar: AS1.0 to AS16.0
Montenegro | Crnogorski elektroprenosni sistem AD | bar: AS1.0 to AS16.0
Serbia | EMS | Central Dispatch | Yes | Mandatory Provision | Mandatory Provision | Yes | Pre-contracted Offers only | Other | Yes | Pre-contracted Offers only | Mandatory Offers | No | N/A | N/A | Pro Rata (Parallel Activation) | Merit order | N/A | x <= 1MW | x <= 1MW | x <= 1MW | x <= 1MW | x <= 1MW | x <= 1MW | N/A | N/A | Year or more | N/A | Year or more | Hour (or blocks) | Year or more | Hour (or blocks) | N/A | N/A | N/A | N/A | N/A | x > H-1 | N/A | x > H-1 | N/A | N/A | Generators Only | Generators Only | Generators Only | Generators Only | Generators + Pump Storage units pumping | Generators + Pump Storage units pumping | N/A | N/A | Has to be symmetrical | Has to be symmetrical | Has to be symmetrical | N/A | N/A | Regulated Price | Hybrid | Regulated Price | Pay as bid | N/A | N/A | N/A | N/A | 100% BRP | 100% BRP | 100% BRP | 100% BRP | N/A | N/A | Hybrid | Hybrid | Hybrid | Hybrid | Hybrid | Hybrid | N/A | N/A | No | No | No | No | No | No | N/A | N/A | N/A | N/A | N/A | N/A | N/A | N/A | N/A | N/A | Yes, in all directions | N/A | N/A | 5min < x <= 15 min | 5min < x <= 15 min | N/A
The former Yugoslav Republic of Macedonia | MEPSO | bar: AS1.0 to AS16.0
Turkey | TEIAS | bar: AS1.0 to AS16.0
Albania | OST | bar: AS1.0 to AS16.0
Bosnia and Herzegovina | ISO BIH | Central Dispatch | Yes | Mandatory Provision without Reservation | N/A | Yes | Pre-contracted Offers only | Pre-contracted Offers only | Yes | Pre-contracted Offers only | Pre-contracted and Free Offers | No | N/A | N/A | Pro Rata (Parallel Activation) | Merit order | N/A | N/A | N/A | 1MW < x <= 5 MW | 1MW < x <= 5 MW | 5 MW < x <= 10 MW | 5 MW < x <= 10 MW | N/A | N/A | N/A | N/A | Month(s) | Hour (or blocks) | Month(s) | Hour (or blocks) | N/A | N/A | N/A | N/A | Day(s) | x > H-1 | Day(s) | x > H-1 | N/A | N/A | Generators Only | N/A | Generators Only | Generators Only | Generators + Load + Pump Storage units pumping | Generators + Load + Pump Storage units pumping | N/A | N/A | N/A | Has to be symmetrical | Don't need to be symmetrical | N/A | N/A | Pay as bid | Pay as bid | Pay as bid | Pay as bid | N/A | N/A | N/A | N/A | 100% end consumers | 100% BRP | 100% end consumers | 100% BRP | N/A | N/A | Real-Time Monitoring | N/A | Ex-Post Check | Ex-Post Check | Ex-Post Check | Ex-Post Check | N/A | N/A | N/A | N/A | No | N/A | No | No | N/A | N/A | N/A | N/A | N/A | N/A | N/A | N/A | N/A | N/A | Yes, in all directions | N/A | N/A | x <= 90s | 5min < x <= 15 min | N/A
Kosovo (UNMIK) | KOSTT | bar: AS1.0 to AS16.0
Moldova | Moldelectrica | bar: AS1.0 to AS16.0
Ukraine | Ukrenergo | bar: AS1.0 to AS16.0
Norway | Statnett SF | Self-Dispatch - Unit Based | Yes | Hybrid | Hybrid | Yes | Organised Market | N/A | Yes | Organised Market | Organised Market | No | N/A | N/A | Pro Rata (Parallel Activation) | Merit order | N/A | x <= 1MW | N/A | 5 MW < x <= 10 MW | N/A | x <= 1MW | 5 MW < x <= 10 MW | N/A | N/A | Hour(s) | N/A | Hour(s) | N/A | Hour(s) | Hour (or blocks) | N/A | N/A | Day(s) | N/A | Day(s) | N/A | Day(s) | 5 minutes < x <= 15 minutes | N/A | N/A | Generators Only | Generators Only | Generators Only | Generators Only | Generators + Load | Generators + Load | N/A | N/A | Don't need to be symmetrical | Don't need to be symmetrical | Don't need to be symmetrical | Marginal Pricing | Marginal Pricing | Marginal Pricing | Marginal Pricing | Marginal Pricing | Marginal Pricing | N/A | N/A | Mix of Grid Users and BRP | 100% BRP | 100% Grid Users | 100% Grid Users | Mix of Grid Users and BRP | 100% BRP | N/A | N/A | Hybrid | N/A | Hybrid | N/A | Hybrid | Hybrid | N/A | N/A | No | No | No | No | No | No | N/A | N/A | N/A | No | No | N/A | N/A | N/A | N/A | N/A | Yes, in all directions | N/A | N/A | 90s < x <= 5 min | 5min < x <= 15 min | N/A
Switzerland | Swissgrid | Self-Dispatch - Portfolio Based | Yes | Organised Market | N/A | Yes | Organised Market | N/A | Yes | Organised Market | Organised Market | Yes | Organised Market | Organised Market | Pro Rata (Parallel Activation) | Merit order | Merit order | x <= 1MW | N/A | 1MW < x <= 5 MW | N/A | 1MW < x <= 5 MW | 1MW < x <= 5 MW | 5 MW < x <= 10 MW | 1MW < x <= 5 MW | Week(s) | N/A | Week(s) | N/A | Hour(s) | Hour (or blocks) | Hour(s) | Hour (or blocks) | Day(s) | N/A | Day(s) | N/A | Day(s) | 5 minutes < x <= 15 minutes | Day(s) | Hour (or blocks) | Generators + Load + Pump Storage units pumping | N/A | Generators + Load + Pump Storage units pumping | Generators + Load + Pump Storage units pumping | Generators + Load + Pump Storage units pumping | Generators + Load + Pump Storage units pumping | Generators + Load + Pump Storage units pumping | Generators + Load + Pump Storage units pumping | Has to be symmetrical | Has to be symmetrical | Don't need to be symmetrical | Pay as bid | N/A | Pay as bid | Hybrid | Pay as bid | Pay as bid | Pay as bid | Pay as bid | 100% Grid Users | N/A | 100% Grid Users | 100% BRP | 100% Grid Users | 100% BRP | 100% Grid Users | 100% BRP | Real-Time Monitoring | N/A | Real-Time Monitoring | Ex-Post Check | Real-Time Monitoring | Ex-Post Check | Real-Time Monitoring | Ex-Post Check | Yes | N/A | Yes | Yes | Yes | Yes | Yes | Yes | No | N/A | No | No | No | No | No | No | No in none direction | No in none direction | 15min < x <= 20 min | 90s < x <= 5 min | 5min < x <= 15 min | N/A
Monaco | bar: AS1.0 to AS16.0
San Marino | bar: AS1.0 to AS16.0
Andorra | FEDA/RTE/REE | bar: AS1.0 to AS16.0
Vatican City | bar: AS1.0 to AS16.0
Liechtenstein | LKW | bar: AS1.0 to AS16.0
Belarus | bar: AS1.0 to AS16.0

## Load Parcitipation
|  | L1.0 | L2.1 | L2.2 | L2.3 | L2.4 | L2.5 | L3.1 | L3.2 | L3.3 | L3.4 | L3.5 | L3.6 | L3.7 | L4.0 | L5.0 | L6.0 | L7.0 | L8.0
AS Survey 2016 |  | Load Participation
If the answer to L1.0 is No:
Country | TSO Name | Do load providers use the same market mechanisms and activation procedure as generation to provide these services (for both capacity and energy)? | What type of specific market solution use for load providers of balancing services for both capacity and energy? | Product Resolution (in MW) | Timeframe for product | What type of specific activation rule do you follow with load type BSP´s? | Settlement Rule | Load participation - Are aggregators participates nowadays in these balancing services? | Load participation - Are large consumers participates nowadays in these balancing services? | Load participation - Are pump storage units consumers participates nowadays in these balancing services? | Load participation - Are aggregated small size consumers participates nowadays in these balancing services? | Load participation - Are small consumers participates nowadays in these balancing services? | Load participation - Are other storage consumers participates nowadays in these balancing services? | Load participation - Are other consumers participates nowadays in these balancing services? | What is the product resolution for load BSP´s to participate at these balancing services? | Monitoring | Besides balancing services, do you use load BSP´s in order to solve local constraints? | What level of control of the load does the TSO have? | Do you consider changes significant/important regarding the load participation?
Austria | APG | Yes | N/A | N/A | N/A | N/A | N/A | N/A | N/A | N/A | N/A | N/A | N/A | N/A | N/A | N/A | N/A | N/A | N/A
| VUEN | Yes | N/A | N/A | N/A | N/A | N/A | N/A | N/A | N/A | N/A | N/A | N/A | N/A | N/A | N/A | N/A | N/A | N/A
Belgium | Elia | No | Specific market solution | x <= 1MW | N/A | N/A | Pay as bid | Yes | Yes | No | Yes | Yes | No | Yes | x <= 1MW | Ex-Post Check | No | Direct Control (Manual) | Yes
Bulgaria | ESO | - | - | - | - | - | - | - | - | - | - | - | - | - | - | - | - | - | -
Cyprus | TSO-Cyprus | - | - | - | - | - | - | - | - | - | - | - | - | - | - | - | - | - | -
Czech Republic | CEPS | No | N/A | N/A | N/A | N/A | N/A | N/A | N/A | N/A | N/A | N/A | N/A | N/A | N/A | N/A | N/A | N/A | N/A
Denmark | Energinet.dk IPC | Yes | N/A | N/A | N/A | N/A | N/A | N/A | N/A | N/A | N/A | N/A | N/A | N/A | N/A | N/A | N/A | N/A | N/A
Estonia | Elering | Yes | N/A | N/A | N/A | N/A | N/A | N/A | N/A | N/A | N/A | N/A | N/A | N/A | N/A | N/A | N/A | N/A | N/A
Finland | Fingrid | Yes | N/A | N/A | N/A | N/A | N/A | N/A | N/A | N/A | N/A | N/A | N/A | N/A | N/A | N/A | N/A | N/A | N/A
France | RTE | No | Long term auctions | 1MW < x <= 5 MW | Hour (or blocks) | Merit Order | Pay as bid | Yes | Yes | No | Yes | No | No | No | 1MW < x <= 5 MW | Ex-Post Check | Yes | N/A | Only minor changes
Germany | 50Hertz | Yes | N/A | N/A | N/A | N/A | N/A | N/A | N/A | N/A | N/A | N/A | N/A | N/A | N/A | N/A | N/A | N/A | N/A
| Amprion | Yes | N/A | N/A | N/A | N/A | N/A | N/A | N/A | N/A | N/A | N/A | N/A | N/A | N/A | N/A | N/A | N/A | N/A
| TransnetBW | Yes | N/A | N/A | N/A | N/A | N/A | N/A | N/A | N/A | N/A | N/A | N/A | N/A | N/A | N/A | N/A | N/A | N/A
| Tennet Germany | Yes | N/A | N/A | N/A | N/A | N/A | N/A | N/A | N/A | N/A | N/A | N/A | N/A | N/A | N/A | N/A | N/A | N/A
Greece | ADMIE | N/A | N/A | N/A | N/A | N/A | N/A | N/A | N/A | N/A | N/A | N/A | N/A | N/A | N/A | N/A | N/A | N/A | N/A
Hungary | MAVIR | Yes | N/A | N/A | N/A | N/A | N/A | N/A | N/A | N/A | N/A | N/A | N/A | N/A | N/A | N/A | N/A | N/A | N/A
Ireland | EirGrid | Yes | N/A | N/A | N/A | N/A | N/A | N/A | N/A | N/A | N/A | N/A | N/A | N/A | N/A | N/A | N/A | N/A | N/A
Italy | Terna | No | Long term auctions | x <= 1MW | Hour (or blocks) | N/A | Hybrid | N/A | N/A | N/A | N/A | N/A | N/A | N/A | N/A | N/A | No | N/A | No changes
Latvia | AST | N/A | N/A | N/A | N/A | N/A | N/A | N/A | N/A | N/A | N/A | N/A | N/A | N/A | N/A | N/A | N/A | N/A | N/A
Lithuania | LITGRID | Yes | N/A | N/A | N/A | N/A | N/A | N/A | N/A | N/A | N/A | N/A | N/A | N/A | N/A | N/A | N/A | N/A | N/A
Luxembourg | CREOS | - | - | - | - | - | - | - | - | - | - | - | - | - | - | - | - | - | -
Malta | Enemalta | - | - | - | - | - | - | - | - | - | - | - | - | - | - | - | - | - | -
The Netherlands | TenneT NL | Yes | N/A | N/A | N/A | N/A | N/A | N/A | N/A | N/A | N/A | N/A | N/A | N/A | N/A | N/A | N/A | N/A | N/A
Poland | PSE S.A. | No | Specific market solution | x <= 1MW | Hour (or blocks) | Merit Order | Marginal Pricing | Yes | Yes | No | Yes | Yes | No | No | N/A | Hybrid | No | N/A | N/A
Portugal | REN | N/A | N/A | N/A | N/A | N/A | N/A | N/A | N/A | N/A | N/A | N/A | N/A | N/A | N/A | N/A | N/A | N/A | N/A
Romania | Transelectrica | N/A | N/A | N/A | N/A | N/A | N/A | N/A | N/A | N/A | N/A | N/A | N/A | N/A | N/A | N/A | N/A | N/A | N/A
Slovakia | SEPS | Yes | N/A | N/A | N/A | N/A | N/A | N/A | N/A | N/A | N/A | N/A | N/A | N/A | N/A | N/A | N/A | N/A | N/A
Slovenia | ELES | N/A | N/A | N/A | N/A | N/A | N/A | N/A | N/A | N/A | N/A | N/A | N/A | N/A | N/A | N/A | N/A | N/A | N/A
Spain | REE | No | Long term auctions | 5 MW < x <= 10 MW | Hour (or blocks) | Pro Rata | Pay as bid | No | Yes | No | No | No | No | No | 5 MW < x <= 10 MW | Real-Time Monitoring | Yes | Direct Control (Manual) | No changes
Sweden | Svenska kraftnät | Yes | N/A | N/A | N/A | N/A | N/A | N/A | N/A | N/A | N/A | N/A | N/A | N/A | N/A | N/A | N/A | N/A | N/A
GB/United Kingdom | National Grid | Yes | N/A | N/A | N/A | N/A | N/A | N/A | N/A | N/A | N/A | N/A | N/A | N/A | N/A | N/A | N/A | N/A | N/A
| SHETL | - | - | - | - | - | - | - | - | - | - | - | - | - | - | - | - | - | -
| SPTransmission | - | - | - | - | - | - | - | - | - | - | - | - | - | - | - | - | - | -
> Northern Ireland | SONI | Yes | N/A | N/A | N/A | N/A | N/A | N/A | N/A | N/A | N/A | N/A | N/A | N/A | N/A | N/A | N/A | N/A | N/A
Croatia | HOPS | N/A | N/A | N/A | N/A | N/A | N/A | N/A | N/A | N/A | N/A | N/A | N/A | N/A | N/A | N/A | N/A | N/A | N/A
Iceland | Landsnet | - | - | - | - | - | - | - | - | - | - | - | - | - | - | - | - | - | -
Montenegro | Crnogorski elektroprenosni sistem AD | - | - | - | - | - | - | - | - | - | - | - | - | - | - | - | - | - | -
Serbia | EMS | Yes | N/A | N/A | N/A | N/A | N/A | N/A | N/A | N/A | N/A | N/A | N/A | N/A | N/A | N/A | N/A | N/A | N/A
The former Yugoslav Republic of Macedonia | MEPSO | - | - | - | - | - | - | - | - | - | - | - | - | - | - | - | - | - | -
Turkey | TEIAS | - | - | - | - | - | - | - | - | - | - | - | - | - | - | - | - | - | -
Albania | OST | - | - | - | - | - | - | - | - | - | - | - | - | - | - | - | - | - | -
Bosnia and Herzegovina | ISO BIH | Yes | N/A | N/A | N/A | N/A | N/A | N/A | N/A | N/A | N/A | N/A | N/A | N/A | N/A | N/A | N/A | N/A | N/A
Kosovo (UNMIK) | KOSTT | - | - | - | - | - | - | - | - | - | - | - | - | - | - | - | - | - | -
Moldova | Moldelectrica | - | - | - | - | - | - | - | - | - | - | - | - | - | - | - | - | - | -
Ukraine | Ukrenergo | - | - | - | - | - | - | - | - | - | - | - | - | - | - | - | - | - | -
Norway | Statnett SF | Yes | N/A | N/A | N/A | N/A | N/A | N/A | N/A | N/A | N/A | N/A | N/A | N/A | N/A | N/A | N/A | N/A | N/A
Switzerland | Swissgrid | Yes | N/A | N/A | N/A | N/A | N/A | N/A | N/A | N/A | N/A | N/A | N/A | N/A | N/A | N/A | N/A | N/A | N/A
Monaco |  | - | - | - | - | - | - | - | - | - | - | - | - | - | - | - | - | - | -
San Marino |  | - | - | - | - | - | - | - | - | - | - | - | - | - | - | - | - | - | -
Andorra | FEDA/RTE/REE | - | - | - | - | - | - | - | - | - | - | - | - | - | - | - | - | - | -
Vatican City |  | - | - | - | - | - | - | - | - | - | - | - | - | - | - | - | - | - | -
Liechtenstein | LKW | - | - | - | - | - | - | - | - | - | - | - | - | - | - | - | - | - | -
Belarus |  | - | - | - | - | - | - | - | - | - | - | - | - | - | - | - | - | - | -

## Voltage Control
|  | VC1.0 |  | VC2.1 | VC2.2 | VC2.3 | VC6.0 | VCQ2.1 | VCQ2.2 | VCQ2.3 | VCQ2.4 | VCQ2.5 | VCQ2.6 | VCQ2.7 | VCQ2.8 | VCQ2.9 | VCQ3.1 | VCQ3.2 | VCQ3.3 | VCQ3.4 | VCQ3.5 | VCQ3.6 | VCQ3.7 | VCQ4.0 | VCQ5.0 | VCQ6.0 | VCQ7.0 | VCQ8.1 | VCQ8.2 | VCQ8.3 | VCQ8.4 | VCQ8.5 | VCQ9.1 | VCQ9.2 | VCQ9.3 | VCQ9.4 | VCQ9.5 | VCQ9.6 | VCQ9.7 | VCQ10.0 | VCQ11.0 | VCQ12.0 | VCQ13.0
AS Survey 2016 |  | Voltage Control and Additional Questions
Reactive energy is needed in order to control the voltages in the transmission system.
Country | TSO Name | Do you consider the voltage support as part of ancillary services? | Which power plants have to provide voltage control? Is it a mandatory service in your country? | How do you determine the optimal use of reactive energy? | If the needed reactive energy results from an optimisation problem, how does the objective function in general look like? | What kind of optimization approach do you use? | Implicit / explicit offers or bids from BSP? | Who are the providers of the voltage control service - Generators? | Who are the providers of the voltage control service - Distribution system operators? | Who are the providers of the voltage control service - Industrial consumers? | Who are the providers of the voltage control service - Windfarm producers? | Who are the providers of the voltage control service - Photovoltaic systems? | Who are the providers of the voltage control service - HVDC links? | Who are the providers of the voltage control service - Windfarm producers or photovoltaic systems connected on the DSO? | Who are the providers of the voltage control service - Transformers of the transmission grid? | Who are the providers of the voltage control service - None of above? | What type of regulations for the voltage control demanded to the power plants - No regulation? | What type of regulations for the voltage control demanded to the power plants - Reactive setpoint? | What type of regulations for the voltage control demanded to the power plants - Voltage stator setpoint? | What type of regulations for the voltage control demanded to the power plants - Voltage setpoint at the connexion point (fixed value at EHV point)? | What type of regulations for the voltage control demanded to the power plants - Voltage setpoint at the connexion point function of a signal sent by the TSO (possibility of variation of the EHV setpoint)? | What type of regulations for the voltage control demanded to the power plants - OLTC on the main transformer (manual control)? | What type of regulations for the voltage control demanded to the power plants - OLTC on the main transformer (automatic control of the EHV voltage)? | If a power plant is able to provide voltage control, which grid it should be connected to? | Is it a service paid by the TSO? | What are the settlement rules for the price of voltage Control? | Does the TSO verify/monitor the voltage control? | Does the TSO own reactive power compensation systems? | Does the TSO own reactive power compensation systems - Inductance? | Does the TSO own reactive power compensation systems - Capacitor banks? | Does the TSO own reactive power compensation systems - SVC? | Does the TSO own reactive power compensation systems - Synchronous compensator? | What are the settlement rules for the exchange of reactive power between transmission and distribution grids - Respect a Reactive/Active power ratio? | What are the settlement rules for the exchange of reactive power between transmission and distribution grids - Respect of an Active/Reactive Power Diagram at the connexion point? | What are the settlement rules for the exchange of reactive power between transmission and distribution grids - Min/max fixed value of reactive power? | What are the settlement rules for the exchange of reactive power between transmission and distribution grids - Depending of the period of the day and/or year? | What are the settlement rules for the exchange of reactive power between transmission and distribution grids - Depending on the localization of the DSO? | What are the settlement rules for the exchange of reactive power between transmission and distribution grids - According to the measurement? | What are the settlement rules for the exchange of reactive power between transmission and distribution grids - No rules? | What are the settlement rules for the price of reactive power between transmission and distribution grids? | Existing of secondary voltage control (SecVolCon) voltage control for the nominated mains? | Existing of tertiary voltage control | Do you consider changes significant/important regarding the voltage control?
Austria | APG | N/A | It is a mandatory service. | N/A | N/A | N/A | N/A | Yes | No | No | Yes | No | No | No | Yes | No | No | Yes | No | No | No | No | No | Transmission grid or distribution grid | Yes | N/A | Real-time monitoring | Yes | Yes | Yes | No | No | N/A | N/A | N/A | N/A | N/A | N/A | N/A | No rules | N/A | N/A | No changes
| VUEN | N/A | It is a mandatory service. | N/A | N/A | N/A | N/A | Yes | No | No | Yes | No | No | No | Yes | No | No | Yes | No | No | No | No | No | Transmission grid or distribution grid | Yes | N/A | Real-time monitoring | Yes | Yes | Yes | No | No | N/A | N/A | N/A | N/A | N/A | N/A | N/A | No rules | N/A | N/A | No changes
Belgium | Elia | Yes | Power plants above 25 MW of installed capacity are obliged by technical regulation to be able to provide voltage control service to Elia (automatic & manual reaction at Elia’s request), and thus dispose and install specific equipment’s to do so. Power plants below 25 MW of installed capacity are obliged by technical regulation to be able to switch between at least 2 reactive mode at Elia’s request. | Both | Both | Both | Implicit | Yes | No | No | Yes | No | No | No | Yes | No | No | Yes | No | No | No | No | No | Transmission grid | Yes | Pay as bid + Free | Hybrid | Yes | Yes | Yes | No | No | Yes | No | No | No | No | No | No | Charges and/or fees | SecVolCon reactive | N/A | No changes
Bulgaria | ESO | - | - | bar: VC2.1 to VCQ13.0
Cyprus | TSO-Cyprus | - | - | bar: VC2.1 to VCQ13.0
Czech Republic | CEPS | Yes | All units connected to the transmission grid (220 kV +) must be capable of voltage control. | Optimisation program | Optimisation program | Centralised optimisation approach | Explicit | Yes | No | No | No | No | No | No | Yes | No | No | No | No | No | Yes | No | No | Transmission grid | Yes | N/A | Real-time monitoring | Yes | Yes | No | No | No | Yes | No | No | No | No | No | No | No rules | Operating in closed loop | Operating in open loop | No changes
Denmark | Energinet.dk IPC | Yes | - | N/A | N/A | N/A | N/A | Yes | No | No | No | No | Yes | No | Yes | No | No | Yes | Yes | No | Yes | Yes | Yes | Transmission grid | Partly | Hybrid | Hybrid | Yes | No | No | No | Yes | No | No | Yes | No | No | No | No | Free | Operating in closed loop + SecVolCon reactive + SecVolCon voltage | N/A | No changes
Estonia | Elering | Yes | It is mandatory. All power plants that are connected to the main grid must have voltage control capability. | Operator's experience, studies | N/A | N/A | Implicit | Yes | No | No | Yes | No | Yes | No | Yes | No | No | Yes | No | No | Yes | No | No | Transmission grid or distribution grid | Partly | Regulated price | Ex-post check | Yes | Yes | Yes | No | No | No | No | No | No | No | Yes | No | Regulated price | N/A | N/A | No changes
Finland | Fingrid | Yes | Mandatory service for all power plants. | Operator's experience, studies | N/A | N/A | N/A | Yes | No | No | Yes | No | No | Yes | Yes | No | No | Yes | Yes | Yes | No | No | No | Transmission grid or distribution grid | No | N/A | Hybrid | Yes | Yes | Yes | Yes | No | No | Yes | No | No | No | No | No | Charges and/or fees | N/A | N/A | No changes
France | RTE | Yes | Every G.U. connected to RTE grid has to provide voltage control. It is a mandatory service in France. | Both | Both | Both | Implicit | Yes | Yes | Yes | Yes | Yes | Yes | No | Yes | No | No | No | Yes | Yes | Yes | No | No | Transmission grid | Yes | Regulated price | Hybrid | Yes | Yes | Yes | Yes | No | No | Yes | No | No | No | No | No | Charges and/or fees | Operating in closed loop + SecVolCon voltage | Operating in open loop | Yes
Germany | 50Hertz | Yes | The framework of voltage control requirements for plants connected to the high-voltage grid is provided by the German Transmission Code. Concrete requirements within the given framework are agreed between connecting TSO and power plant operator and included in the grid connection contracts. A similar framework does also exist for medium-voltage grids. | Operator's experience, studies | N/A | N/A | N/A | Yes | No | No | Yes | No | Yes | Yes | Yes | No | No | No | Yes | Yes | Yes | Yes | Yes | Transmission grid or distribution grid | Partly | Free | Ex-post check | Yes | Yes | Yes | No | Yes | Yes | No | No | No | No | No | No | Charges and/or fees | N/A | N/A | No changes
| Amprion | Yes |  | Operator's experience, studies | N/A | N/A | N/A | Yes | No | No | Yes | No | Yes | Yes | Yes | No | No | No | Yes | Yes | Yes | Yes | Yes | Transmission grid or distribution grid | Partly | Free | Ex-post check | Yes | Yes | Yes | No | Yes | Yes | No | No | No | No | No | No | Charges and/or fees | N/A | N/A | No changes
| TransnetBW | Yes |  | Operator's experience, studies | N/A | N/A | N/A | Yes | No | No | Yes | No | Yes | Yes | Yes | No | No | No | Yes | Yes | Yes | Yes | Yes | Transmission grid or distribution grid | Partly | Free | Ex-post check | Yes | Yes | Yes | No | Yes | Yes | No | No | No | No | No | No | Charges and/or fees | N/A | N/A | No changes
| Tennet Germany | Yes |  | Operator's experience, studies | N/A | N/A | N/A | Yes | No | No | Yes | No | Yes | Yes | Yes | No | No | No | Yes | Yes | Yes | Yes | Yes | Transmission grid or distribution grid | Partly | Free | Ex-post check | Yes | Yes | Yes | No | Yes | Yes | No | No | No | No | No | No | Charges and/or fees | N/A | N/A | No changes
Greece | ADMIE | Yes | Production units of > 2 MW (RES are exempted) have to comply with technical regulation and have minimum requirements to provide voltage control. | Operator's experience, studies | N/A | Both | N/A | Yes | No | No | No | No | No | No | Yes | No | No | Yes | Yes | No | No | No | No | Transmission grid | No | N/A | Hybrid | Yes | Yes | Yes | No | Yes | No | No | No | No | No | No | Yes | No rules | N/A | N/A | No changes
Hungary | MAVIR | Yes | If the installed capacity is more than 50 MW and the power plant is connected to the transmission grid or 132 kV, the service is mandatory. | Both | Both | Centralised optimisation approach | Explicit | Yes | No | No | No | No | No | No | Yes | No | No | No | No | Yes | No | Yes | No | Transmission grid or distribution grid | Yes | Pay as bid | Real-time monitoring | Yes | Yes | No | No | No | N/A | N/A | N/A | N/A | N/A | N/A | N/A | No rules | SecVolCon reactive + SecVolCon voltage | N/A | No changes
Ireland | EirGrid | Yes | Mandatory (Grid Code Obligation) for some providers such as Conventional Generators and Windfarms. | Operator's experience, studies | N/A | N/A | Implicit | Yes | No | No | Yes | Yes | Yes | Yes | No | No | No | Yes | No | Yes | Yes | No | No | Transmission grid or distribution grid | Yes | Regulated price | Real-time monitoring | No | No | No | No | No | N/A | N/A | N/A | N/A | N/A | N/A | N/A | No rules | N/A | N/A | No changes
Italy | Terna | Yes | - | Optimisation program | Optimisation program | Regional-oriented approach | N/A | Yes | No | No | Yes | Yes | No | No | Yes | No | No | No | Yes | No | No | No | No | Transmission grid | No | N/A | Hybrid | Yes | Yes | Yes | No | Yes | N/A | N/A | N/A | N/A | N/A | N/A | N/A | No rules | SecVolCon voltage | N/A | No changes
Latvia | AST | Yes | All power plants connected to the transmission grid are obliged to provide Voltage Control service. | Operator's experience, studies | Operator's experience | N/A | N/A | Yes | No | No | Yes | No | No | No | Yes | No | No | Yes | Yes | No | Yes | No | No | Transmission grid | No | N/A | Real-time monitoring | Yes | Yes | Yes | No | No | N/A | N/A | N/A | N/A | N/A | N/A | N/A | No rules | N/A | N/A | Only minor changes
Lithuania | LITGRID | Yes | All power plant conected to transmission gird. All running generator shall provide votage support according technical possibilities from generator. | Both | Both | Centralised optimisation approach | N/A | Yes | No | No | Yes | No | Yes | No | Yes | No | No | Yes | Yes | Yes | Yes | Yes | Yes | Transmission grid | Partly | Regulated price + Free | Hybrid | Yes | Yes | Yes | Yes | No | No | No | No | No | No | Yes | No | Regulated price | SecVolCon reactive | N/A | Only minor changes
Luxembourg | CREOS | - | - | bar: VC2.1 to VCQ13.0
Malta | Enemalta | - | - | bar: VC2.1 to VCQ13.0
The Netherlands | TenneT NL | Yes | Generators > 5 MW mandatory capability, contracted service | Operator's experience, studies | N/A | N/A | Explicit | Yes | Yes | Yes | Yes | Yes | Yes | Yes | Yes | No | No | No | No | Yes | No | No | No | Transmission grid or distribution grid | Partly | Pay as bid + Free | Hybrid | Yes | Yes | Yes | No | No | Yes | No | No | No | No | No | No | Charges and/or fees | Operating in open loop | N/A | No changes
Poland | PSE S.A. | Yes | All generating units according to Grid Code are obliged to control the voltage, centrally dispatched units are contracted for such service | Both | Both | Both | N/A | Yes | No | No | Yes | No | No | Yes | Yes | No | No | No | No | Yes | No | No | No | Transmission grid or distribution grid | Yes | Pay as bid | Hybrid | Yes | Yes | Yes | No | No | Yes | No | No | No | No | No | No | Charges and/or fees | Operating in closed loop | Operating in open loop | No changes
Portugal | REN | Yes | - | Both | Both | Both | N/A | Yes | No | No | Yes | No | No | No | Yes | No | No | Yes | No | Yes | No | Yes | Yes | Transmission grid | No | N/A | Real-time monitoring | Yes | Yes | Yes | No | No | Yes | No | Yes | Yes | No | No | No | Charges and/or fees + Regulated price | Operating in closed loop | Operating in closed loop (automatic) | No changes
Romania | Transelectrica | Yes | - | Operator's experience, studies | N/A | N/A | Implicit | Yes | No | No | Yes | No | No | No | No | No | No | No | No | Yes | No | No | No | Transmission grid | Partly | Regulated price + Free | N/A | Yes | Yes | No | No | Yes | N/A | N/A | N/A | N/A | N/A | N/A | N/A | N/A | N/A | N/A | Only minor changes
Slovakia | SEPS | Yes | Primary voltage control is mandatory and secondary voltage control is paid service. We use secondary voltage control just at transmission level (400 kV and 220 kV). | Both | Both | Centralised optimisation approach | Explicit | Yes | No | No | No | No | No | No | Yes | No | No | No | No | No | Yes | No | No | Transmission grid | Yes | Regulated price | Hybrid | Yes | Yes | No | No | No | N/A | N/A | N/A | N/A | N/A | N/A | N/A | No rules | Operating in closed loop | Operating in open loop | No changes
Slovenia | ELES | Yes | Yes | Operator's experience, studies | N/A | N/A | N/A | Yes | No | Yes | No | No | No | No | Yes | No | N/A | N/A | N/A | N/A | N/A | N/A | N/A | Transmission grid | Yes | Pay as bid | Real-time monitoring | No | No | No | No | No | Yes | No | No | No | No | No | No | No rules | N/A | N/A | No changes
Spain | REE | Yes | Mandatory service for all generators connected to the transmission level with rated power equal or above 30 MW. | Both | Both | Centralised optimisation approach | N/A | Yes | Yes | Yes | Yes | Yes | Yes | Yes | Yes | No | No | No | No | Yes | No | No | No | Transmission grid or distribution grid | No | N/A | Real-time monitoring | Yes | Yes | Yes | No | No | Yes | No | No | Yes | No | No | No | No rules | N/A | N/A | Only minor changes
Sweden | Svenska kraftnät | Yes | - | Operator's experience, studies | Both | Regional-oriented approach | N/A | Yes | Yes | No | No | No | No | No | No | No | Yes | No | No | No | No | No | No | Transmission grid or distribution grid | No | N/A | Real-time monitoring | Yes | Yes | Yes | Yes | Yes | Yes | No | No | No | No | No | No | Free | N/A | N/A | No changes
GB/United Kingdom | National Grid | Yes | - | Both | Both | N/A | Explicit | Yes | No | No | No | No | Yes | No | Yes | No | No | Yes | No | Yes | No | No | No | Transmission grid or distribution grid | Yes | Pay as bid | Real-time monitoring | Yes | Yes | Yes | Yes | Yes | Yes | No | No | No | No | No | No | Charges and/or fees | N/A | N/A | Only minor changes
| SHETL | - | - | bar: VC2.1 to VCQ13.0
| SPTransmission | - | - | bar: VC2.1 to VCQ13.0
> Northern Ireland | SONI | Yes | Mandatory (Grid Code Obligation) for some providers such as Conventional Generators and Windfarms. | Operator's experience, studies | N/A | N/A | Implicit | Yes | No | No | Yes | Yes | Yes | Yes | No | No | No | Yes | No | Yes | Yes | No | No | Transmission grid or distribution grid | Yes | Regulated price | Real-time monitoring | No | No | No | No | No | N/A | N/A | N/A | N/A | N/A | N/A | N/A | No rules | N/A | N/A | No changes
Croatia | HOPS | Yes | All. There is a mandatory range. Beside it, it has to be payed. | Operator's experience, studies | N/A | Regional-oriented approach | N/A | Yes | No | No | Yes | No | No | No | Yes | No | No | Yes | No | No | No | Yes | No | Transmission grid or distribution grid | Yes | Regulated price + Free | Ex-post check | Yes | Yes | Yes | No | No | No | No | No | No | No | No | Yes | No rules | N/A | N/A | No changes
Iceland | Landsnet | - | - | bar: VC2.1 to VCQ13.0
Montenegro | Crnogorski elektroprenosni sistem AD | - | - | bar: VC2.1 to VCQ13.0
Serbia | EMS | Yes | All PP connected to transmission system. It is mandatory service | Operator's experience, studies | N/A | Centralised optimisation approach | N/A | Yes | No | No | No | No | No | No | Yes | No | No | No | No | Yes | No | Yes | Yes | Transmission grid | Yes | Regulated price | Hybrid | No | No | No | No | No | Yes | No | No | No | No | No | No | Charges and/or fees + Regulated price | N/A | N/A | Yes
The former Yugoslav Republic of Macedonia | MEPSO | - | - | bar: VC2.1 to VCQ13.0
Turkey | TEIAS | - | - | bar: VC2.1 to VCQ13.0
Albania | OST | - | - | bar: VC2.1 to VCQ13.0
Bosnia and Herzegovina | ISO BIH | Yes | Yes. | Operator's experience, studies | Operator's experience | N/A | N/A | Yes | No | No | No | No | No | No | No | No | No | Yes | No | No | No | No | No | Transmission grid | No | N/A | Real-time monitoring | No | No | No | No | No | N/A | N/A | N/A | N/A | N/A | N/A | N/A | No rules | N/A | N/A | No changes
Kosovo (UNMIK) | KOSTT | - | - | bar: VC2.1 to VCQ13.0
Moldova | Moldelectrica | - | - | bar: VC2.1 to VCQ13.0
Ukraine | Ukrenergo | - | - | bar: VC2.1 to VCQ13.0
Norway | Statnett SF | Yes | Yes. All powerplants. | Operator's experience, studies | N/A | N/A | N/A | Yes | Yes | Yes | Yes | No | Yes | No | Yes | No | No | No | No | Yes | No | No | No | Transmission grid or distribution grid | Yes | Regulated price | Real-time monitoring | Yes | Yes | Yes | Yes | Yes | N/A | N/A | N/A | N/A | N/A | N/A | N/A | No rules | N/A | N/A | No changes
Switzerland | Swissgrid | Yes | All power plants directly connected to the transmission system which are in operation (production, pump mode or ynchronous/phase shifting mode), within the scope of their vailable reactive power that can be exchanged with the transmission system without compromising the active power. | Optimisation program | Optimisation program | Centralised optimisation approach | N/A | Yes | Yes | No | No | No | No | No | Yes | No | No | No | No | No | Yes | No | No | Transmission grid or distribution grid | Yes | Regulated price | Real-time monitoring | Yes | Yes | No | No | No | Yes | No | No | No | No | Yes | No | Charges and/or fees + Regulated price | N/A | N/A | No changes
Monaco |  | - | - | bar: VC2.1 to VCQ13.0
San Marino |  | - | - | bar: VC2.1 to VCQ13.0
Andorra | FEDA/RTE/REE | - | - | bar: VC2.1 to VCQ13.0
Vatican City |  | - | - | bar: VC2.1 to VCQ13.0
Liechtenstein | LKW | - | - | bar: VC2.1 to VCQ13.0
Belarus |  | - | - | bar: VC2.1 to VCQ13.0

## Black Start
|  | BSQ2.1 | BSQ2.0 | BSQ3.0 | BSQ4.0 | BSQ5.0 |  | BSQ7.0 | BSQ8.1 | BSQ8.2 | BSQ8.3 | BSQ8.4 | BSQ8.5 | BSQ8.6 | BSQ8.7 | BSQ9.0 | BSQ10.0 | BSQ11.0 | BSQ12.0 | BSQ13.0 | BSQ14.0
AS Survey 2016
Country | TSO Name | Which power plants have to provide black start (for example: capacity, technology etc)? Is it a mandatory service in your country? | If a power plant is able to provide black start service, which grid it should be connected to? | Is it a service paid by the TSO? | What are the settlement rules for the price of black start service? | Does the TSO own unit for Black start service? | Does the TSO have some special rules for the distributaion/location/number etc. of black start service units? | Does the TSO have a regulated amount of BS control (regarding the whole control area)? | How can the TSO test the BS ability - During the accreditation process only? | How can the TSO test the BS ability - After the accreditation process/ Only the operational function of the BS unit (unit is working, not connected to the grid)/Once a year? | How can the TSO test the BS ability - After the accreditation process/ Only the operational function of the BS unit (unit is working, not connected to the grid)/Several times a year? | How can the TSO test the BS ability -After the accreditation process/ Only the operational function of the BS unit (unit is working, not connected to the grid)/Occasionally? | How can the TSO test the BS ability - After the accreditation process/ Control function of the BS unit (unit is working, connected to the grid and has to provide some predefined orders)/Once a year? | How can the TSO test the BS ability - After the accreditation process/ Control function of the BS unit (unit is working, connected to the grid and has to provide some predefined orders)/Several times a year? | How can the TSO test the BS ability - After the accreditation process/ Control function of the BS unit (unit is working, connected to the grid and has to provide some predefined orders)/Occasionally? | How often does the TSO practise the method of the BS process (for example using a training simulator)? | Should be the Black start service provided by a single unit or it is allowed to be a part of a power plant? | How long is the acceptable non-availability period of the BS unit (planned, for example: resurrection&mainteance of the unit)? | Is there a regulated gradient for the BS unit? | Does the TSO verify/monitor the black start service? | Do you consider changes significant/important regarding the black start?
Austria | APG | Black start provision according to respective black-start concepts, based on grid connection and specific contracts. | Transmission grid or distribution grid | Yes | Pay as bid | No | Geographical Distance | N/A | No | No | No | No | Yes | No | No | Regularly/several times a year | Yes, it can be part of the power plant | It is not allowed | No | Real-time monitoring/tests | Yes
| VUEN |  | Transmission grid or distribution grid | Yes | Pay as bid | No |  | N/A | No | No | No | No | Yes | No | No | Regularly/several times a year | Yes, it can be part of the power plant | It is not allowed | No | Real-time monitoring/tests | Yes
Belgium | Elia | Gas Power plant & Hydraulic power plants. It is not mandatory. | Transmission grid | Yes | Pay as bid + Free | No | Number of BS production unit is defined at control level (Belgian control area) but Elia defined specific rules for their location (electrical zones within BE control area) | No | No | No | No | No | No | Yes | No | Regularly/several times a year | Yes, it can be part of the power plant | Depending on the availability of other BS units | No | Hybrid | No changes
Bulgaria | ESO | - | - | - | - | - | - | - | - | - | - | - | - | - | - | - | - | - | - | - | -
Cyprus | TSO-Cyprus | - | - | - | - | - | - | - | - | - | - | - | - | - | - | - | - | - | - | - | -
Czech Republic | CEPS | No | Transmission grid | Yes | N/A | No | - | No | Yes | No | No | No | No | No | No | Regularly/several times a year | Yes, it can be part of the power plant | N/A | N/A | N/A | No changes
Denmark | Energinet.dk IPC | No | Transmission grid | Yes | Pay as bid | Yes | Yes | No | No | No | Yes | No | No | Yes | No | Regularly/several times a year | Yes, it can be part of the power plant | N/A | Yes, 0-100MW/15 min | Real-time monitoring/tests | No changes
Estonia | Elering | Black start service is provided by power plants which are included in the restoration plan as black start servide providers. It is not a mandatory service. | Transmission grid | Yes | N/A | Yes | There is no special rules. | No | No | No | No | Yes | No | No | No | Occasionally | Yes, it can be part of the power plant | N/A | N/A | N/A | No changes
Finland | Fingrid | Not mandatory, agreed bilaterally with suitable plants. | Transmission grid or distribution grid | Yes | Free | Yes | - | No | No | No | No | No | No | No | Yes | Regularly | Yes, it can be part of the power plant | N/A | No | Ex-post check | No changes
France | RTE | Nuclear, hydro, gas units. | Transmission grid | No | Free | No | No special rule, we just ensure a sufficient spread over France to fulfil blackstart capacities | No | No | No | No | Yes | No | No | No | Regurally/once a year | No, it has to be a single unit | Depending on the availability of other BS units | N/A | Ex-post check | No changes
Germany | 50Hertz | Black start provision according to respective black-start concepts, based on grid connection and specific contracts. | Transmission grid | Yes | Free | No | According to respective black-start concept | No | No | No | No | No | No | No | Yes | Regularly | Yes, it can be part of the power plant | Depending on the availability of other BS units | No | Hybrid | No changes
| Amprion |  | Transmission grid | Yes | Free | No |  | No | No | No | No | No | No | No | Yes | Regularly | Yes, it can be part of the power plant | Depending on the availability of other BS units | No | Hybrid | No changes
| TransnetBW |  | Transmission grid | Yes | Free | No |  | No | No | No | No | No | No | No | Yes | Regularly | Yes, it can be part of the power plant | Depending on the availability of other BS units | No | Hybrid | No changes
| Tennet Germany |  | Transmission grid | Yes | Free | No |  | No | No | No | No | No | No | No | Yes | Regularly | Yes, it can be part of the power plant | Depending on the availability of other BS units | No | Hybrid | No changes
Greece | ADMIE | Predefined power plants have to provide Black Start service | Transmission grid | Yes | Regulated price | No | - | No | No | No | No | No | Yes | No | No | N/A | No, it has to be a single unit | Depending on the availability of other BS units | N/A | N/A | No changes
Hungary | MAVIR | If the installed capacity is more than 500 MW and the power plant is connected to the transmission grid, the service is mandatory. But there are some power plants who are able to provide BS capability, but their installed capacities are less than 500 MW. | Transmission grid or distribution grid | Yes | Pay as bid | No | No special rules | All the units who are able to provide BS must to provide it | No | No | Yes | No | No | No | Yes | Regurally/once a year | Yes, it can be part of the power plant | Depending on the availability of other BS units | No | Ex-post check | No changes
Ireland | EirGrid | It is not mandatory in Ireland but is in Northern Ireland for certain plant types. Technologies currently providing black start across the island: Hydro, Pumped Storage, Interconnectors, Open Cycle Gas Turbines | Transmission grid | Yes | Regulated price | No | Black Start is procured through a tender process. The location of the service provider is one of the factors considered in the tender, so that the system can be divided into subsystems for restoration and each subsystem will have one or more sources of Black Start. | No | No | No | No | No | Yes | No | No | Regularly | Yes, it can be part of the power plant | Depending on the availability of other BS units | No | Hybrid | No changes
Italy | Terna | It is not mandatory | Transmission grid | No | N/A | No | We have a fixed number of "restoration path" | N/A | No | No | No | No | No | Yes | No | Regularly/several times a year | N/A | N/A | N/A | Hybrid | No changes
Latvia | AST | No special rules - agreement with hydro power plant for providing the service. | Transmission grid | Yes | Pay as bid | No | No special rules. | No | Yes | No | No | No | No | No | No | Occasionally | Yes, it can be part of the power plant | It is not allowed | No | Hybrid | No changes
Lithuania | LITGRID | Power plants that are included in the black start plan must provide the black start service (due to technology). | Transmission grid | Yes | Regulated price | No | No special rules for distribution, black start service unit shall be located in such a place, where is feasible to restart main generation units. | No | No | No | No | Yes | No | No | No | Occasionally | Yes, it can be part of the power plant | N/A | No | Real-time monitoring/tests | Yes
Luxembourg | CREOS | - | - | - | - | - | - | - | - | - | - | - | - | - | - | - | - | - | - | - | -
Malta | Enemalta | - | - | - | - | - | - | - | - | - | - | - | - | - | - | - | - | - | - | - | -
The Netherlands | TenneT NL | It is contracted service. it is not a mandatory service. | Transmission grid or distribution grid | Yes | Pay as bid | No | Minimum 3 locations 2 units per location 200 MW capability per location | Yes, 501-800 MW | No | No | No | Yes | No | No | No | Regurally/once a year | Yes, it can be part of the power plant | It is not allowed | N/A | Hybrid | No changes
Poland | PSE S.A. | It is not a mandatory service in Poland. | Transmission grid or distribution grid | Yes | Pay as bid | No | TSO is obliged to fullfill standards from OH Policy 5. | No | No | No | Yes | No | No | Yes | No | Regularly/several times a year | Yes, it can be part of the power plant | N/A | No | Hybrid | N/A
Portugal | REN | Black Start is not a mandatory service in Portugal. We have a CCGT and a Hydro that provide that service. | Transmission grid | Yes | N/A | No | No special rules. | No | No | No | No | No | No | No | Yes | Regurally/once a year | Yes, it can be part of the power plant | Depending on the availability of other BS units | No | Real-time monitoring/tests | No changes
Romania | Transelectrica | Power plants that are included in the black start plan must provide the black start service - due to technology | Transmission grid | No | N/A | No | Geographical distance according to respective black-start concept. | No | Yes | No | No | No | No | No | No | Regularly | Yes, it can be part of the power plant | Depending on the availability of other BS units | No | Real-time monitoring/tests | Only minor changes
Slovakia | SEPS | No, this service is not mandatory | Transmission grid or distribution grid | Yes | Regulated price | No | Yes, we have a set of different rules. Each application for BS providing is assessed separately. | No | Yes | No | No | No | No | No | Yes | Occasionally | Yes, it can be part of the power plant | Depending on the availability of other BS units | No | Hybrid | No changes
Slovenia | ELES | Yes | Transmission grid | Yes | Pay as bid | No | Prescribed amount of BS is area-dependent | No | No | No | No | Yes | No | No | No | Occasionally | Yes, it can be part of the power plant | N/A | N/A | Ex-post check | No changes
Spain | REE | Mainly hydro units | Transmission grid or distribution grid | No | N/A | No | - | No | No | No | No | Yes | No | No | Yes | Regularly/several times a year | Yes, it can be part of the power plant | N/A | N/A | Real-time monitoring/tests | No changes
Sweden | Svenska kraftnät | We have contracts with some suppliers of blackstart capability. | Transmission grid | Yes | Free | No | Yes, we have a set of different criterias. | Yes, more than 800 MW | No | Yes | No | No | No | No | Yes | Regularly/several times a year | Yes, it can be part of the power plant | Depending on the availability of other BS units | N/A | Hybrid | No changes
GB/United Kingdom | National Grid | Not a mandatory service for generators. However, mandatory for NG to maintain black start capability - Grid Code & Transmission Licence requirements. Black start services are procured via bilateral contracts with power stations. | Transmission grid or distribution grid | Yes | Pay as bid | No | Contracting strategy is to split GB into 6 geographical zones )Scotland, North West, North East, Midlands, South West & South East) and contract for at least 3 black start power stations from each zone. | No | No | No | No | No | No | Yes | No | Regularly | Yes, it can be part of the power plant | More than one week | No | Real-time monitoring/tests | No changes
| SHETL |  | - | - | - | - |  | - | - | - | - | - | - | - | - | - | - | - | - | - | -
| SPTransmission |  | - | - | - | - |  | - | - | - | - | - | - | - | - | - | - | - | - | - | -
> Northern Ireland | SONI | It is not mandatory in Ireland but is in Northern Ireland for certain plant types. Technologies currently providing black start across the island: Hydro, Pumped Storage, Interconnectors, Open Cycle Gas Turbines | Transmission grid | Yes | Regulated price | No | Black Start is procured through a tender process. The location of the service provider is one of the factors considered in the tender, so that the system can be divided into subsystems for restoration and each subsystem will have one or more sources of Black Start. | No | No | No | No | No | Yes | No | No | Regularly | Yes, it can be part of the power plant | Depending on the availability of other BS units | No | Hybrid | No changes
Croatia | HOPS | It is mandatory for plants determined by defense plan. | Transmission grid or distribution grid | Yes | Regulated price | No | No, exact units are determined by defense plan. | All the units who are able to provide BS must to provide it | No | No | No | No | No | No | Yes | Regularly/several times a year | Yes, it can be part of the power plant | More than one week | No | Ex-post check | No changes
Iceland | Landsnet | - | - | - | - | - | - | - | - | - | - | - | - | - | - | - | - | - | - | - | -
Montenegro | Crnogorski elektroprenosni sistem AD | - | - | - | - | - | - | - | - | - | - | - | - | - | - | - | - | - | - | - | -
Serbia | EMS | HPPs. It is mandatory according to Grid code | Transmission grid | Yes | Regulated price | No | No | All the units who are able to provide BS must to provide it | No | No | No | Yes | No | No | No | Occasionally | Yes, it can be part of the power plant | Depending on the availability of other BS units | No | Ex-post check | Only minor changes
The former Yugoslav Republic of Macedonia | MEPSO | - | - | - | - | - | - | - | - | - | - | - | - | - | - | - | - | - | - | - | -
Turkey | TEIAS | - | - | - | - | - | - | - | - | - | - | - | - | - | - | - | - | - | - | - | -
Albania | OST | - | - | - | - | - | - | - | - | - | - | - | - | - | - | - | - | - | - | - | -
Bosnia and Herzegovina | ISO BIH | Yes. | Transmission grid | No | N/A | No | No. | N/A | No | No | No | Yes | No | No | No | Occasionally | Yes, it can be part of the power plant | N/A | N/A | N/A | No changes
Kosovo (UNMIK) | KOSTT | - | - | - | - | - | - | - | - | - | - | - | - | - | - | - | - | - | - | - | -
Moldova | Moldelectrica | - | - | - | - | - | - | - | - | - | - | - | - | - | - | - | - | - | - | - | -
Ukraine | Ukrenergo | - | - | - | - | - | - | - | - | - | - | - | - | - | - | - | - | - | - | - | -
Norway | Statnett SF | Power plants that have a significance impact on the reconstruction of the network or other critical functions: >100MVA. | Transmission grid | No | N/A | Yes | Power plants that have a significance impact on the reconstruction of the network or other critical functions. | No | N/A | N/A | N/A | N/A | N/A | N/A | N/A | Regularly | Yes, it can be part of the power plant | Depending on the availability of other BS units | No | N/A | No changes
Switzerland | Swissgrid | Currently (up to end of 2016) 8 power plants are prequalified to provide this service. | Transmission grid | Yes | Regulated price | No | Concept to be valid from 2017: The distribution of the black start service units depends also on the geographical loaction of the units. It is foreseen to have at least 4 clusters of units providing that service covering the whole Swiss system. These clusters are named accordingly: Middle, East, West, South. | No | No | Yes | No | No | No | No | No | Regurally/once a year | Yes, it can be part of the power plant | N/A | No | Ex-post check | No changes
Monaco |  | - | - | - | - | - | - | - | - | - | - | - | - | - | - | - | - | - | - | - | -
San Marino |  | - | - | - | - | - | - | - | - | - | - | - | - | - | - | - | - | - | - | - | -
Andorra | FEDA/RTE/REE | - | - | - | - | - | - | - | - | - | - | - | - | - | - | - | - | - | - | - | -
Vatican City |  | - | - | - | - | - | - | - | - | - | - | - | - | - | - | - | - | - | - | - | -
Liechtenstein | LKW | - | - | - | - | - | - | - | - | - | - | - | - | - | - | - | - | - | - | - | -
Belarus |  | - | - | - | - | - | - | - | - | - | - | - | - | - | - | - | - | - | - | - | -