## empty-template
Summer Outlook Report 2016 | [21 empty] | Downward load factors modified
| Power Data (all entries are assumed to be >0) |  |  | Countrycode:
| (Net values in GW, at a synchronous time every week) |  |  | Countryname:
| The dates are related to Wednesday of each week |  |  | 2016-06-01 | 2016-06-08 | 2016-06-15 | 2016-06-22 | 2016-06-29 | 2016-07-06 | 2016-07-13 | 2016-07-20 | 2016-07-27 | 2016-08-03 | 2016-08-10 | 2016-08-17 | 2016-08-24 | 2016-08-31 | 2016-09-07 | 2016-09-14 | 2016-09-21 | 2016-09-28
| WEEK |  |  | 22 | 23 | 24 | 25 | 26 | 27 | 28 | 29 | 30 | 31 | 32 | 33 | 34 | 35 | 36 | 37 | 38 | 39
| Time (CET) |  |  | 12:00 | 12:00 | 12:00 | 12:00 | 12:00 | 12:00 | 12:00 | 12:00 | 12:00 | 12:00 | 12:00 | 12:00 | 12:00 | 12:00 | 12:00 | 12:00 | 12:00 | 12:00
Line | PART A : INDIGINEOUS NATIONAL GENERATION | Severe Average Outage Rate | Normal Average Outage Rate
Net generating capacity:
1 | Nuclear Power
2 | Fossil Fuels
2a | of which Lignite
2b | of which Hard Coal
2c | of which Gas
2d | of which Oil
2e | of which Oil Shale
2f | of which Mixed Fuels
3 | Renewable Energy Sources (other than hydro)
3a | of which onshore wind
3b | of which offshore wind
3c | of which Solar (PV)
3d | of which Biomass
3e | of which other RES (apart from hydro, including tidal, wave, geothermal, waste renewable, CSP,…)
4 | Hydro power (total)
4a | of which renewable hydro generation
5 | Other non-RES (incl. not clearly identifiable energy sources)
6 | Net generating capacity (6 = 1+2+3+4+5)
7 | Maintenance & Overhauls (all power stations)
7a | of which nuclear
7b | of which Lignite
7c | of which Hard Coal
7d | of which Gas
7e | of which Oil
7f | of which Oil Shale
7g | of which Mixed Fuels
7h | of which onshore wind
7i | of which offshore wind
7j | of which Solar (PV)
7k | of which Biomass
7l | of which other RES (NO hydro, including tidal, wave, geothermal, waste renewable, CSP,…)
7m | Hydro power (total)
7n | of which renewable hydro generation
7o | of which other non-RES (including CHP non-renewable, waste non-renewable and other not clearly identified generation )
PART B : DATA UNDER NORMAL CONDITIONS
8 | Non-usable capacity at reference point (all power stations including mothballed, authorization & technical & legal constraints, energy source unavailability etc. )
8a | of which nuclear
8b | of which Lignite
8c | of which Hard Coal
8d | of which Gas
8e | of which Oil
8f | of which Oil Shale
8g | of which Mixed Fuels
8h | of which onshore wind
8i | of which offshore wind
8j | of which Solar
8k | of which Biomass
8l | of which other RES (apart from hydro)
8m | Hydro power (total)
8n | of which renewable hydro generation
8o | of which other non-RES (incl. not clearly identifiable energy sources)
9 | Available capacity (9 = 6 - (7 + 8))
10 | Outages: average expected value (all power stations)
11 | System services reserve (one hour ahead of real time)
12 | Reliably available capacity (12 = 9 - (10 + 11))
13 | Load at reference point in time
13b | Population average daily (24h) temperature (degrees Celsius)
14 | Load reduction / load management and strategic reserves available at reference point in time
15 | Net weekly load at reference point in time (15 = 13-14)
16 | Remaining capacity at reference point in time (16 = 12- 15)
B1 | Weekly peak load (unrestricted reference point in time)
B2 | Daily hour of expected weekly peak load (e.g. 21st hour if the peak load is between 20:00 CET to 21:00 CET)
PART C : DATA FOR SEVERE CONDITIONS
17 | Non-usable capacity at reference point (all power stations including mothballed, authorization & technical & legal constraints, energy source unavailability etc. )
17a | of which nuclear
17b | of which Lignite
17c | of which Hard Coal
17d | of which Gas
17e | of which Oil
17f | of which Oil Shale
17g | of which Mixed Fuels
17h | of which onshore wind
17i | of which offshore wind
17j | of which Solar
17k | of which Biomass
17l | of which other RES (apart from hydro)
17m | Hydro power (total)
17n | of which renewable hydro generation
17o | of which other non-RES (incl. not clearly identifiable energy sources)
18 | Available capacity (18 = 6 - (7 + 17))
19 | Outages: average expected value (all power stations) under SEVERE conditions
20 | System services reserve (one hour ahead of real time) under SEVERE conditions
21 | Reliably available capacity under SEVERE conditions (21 = 18 - (19 + 20))
22 | Load at reference point in time (19:00 CET) under SEVERE conditions
23 | Load reduction / load management and strategic reserves available at reference point in time (19:00 CET) under SEVERE conditions
24 | Net weekly peak load for SEVERE conditions (24 = 22-23)
25 | Remaining capacity for SEVERE conditions (25 = 21-24)
C1 | Weekly peak load under SEVERE conditions (unrestricted reference point in time)
C2 | Daily hour of expected weekly peak load (e.g. 21st hour if the peak load is between 20:00 CET to 21:00 CET)
PART D: ADDITIONAL INFORMATION FOR INTERCONNECTORS
31 | Simultaneous importable capacity |  | From
32 | Simultaneous exportable capacity |  | To

## country-temperature-sensitivity
Country code | Country name | Heating zone limit temp [°C] | Heating zone saturation temperature [°C] | Temperature sensitivity in heating zone [MW/°C] | Cooling zone limit temp [°C] | Cooling zone saturation temperature [°C] | Temperature sensitivity in Cooling zone [MW/°C]
AL | Albania | no data | no data | no data | 27 | 33 | 10
AT | Austria | 13 | not detected | -88 | no data | no data | no data
BA | Bosnia and Herzegovina | 17 | -1 | -23 | 18 | not detected | 11
BE | Belgium | 16 | -5 | -88 |  | not detected | 0
BG | Bulgaria | 17 | -2 | -119 | 19 | not detected | 64
CH | Switzerland | 17 | -2 | -121 | 16 | not detected | 33
CY | Cyprus | no data | no data | no data | no data | no data | no data
CZ | Czech Republic | 16 | -2 | -104 | 20 | not detected | 82
DE | Germany | 14 | -1 | -257 |  | not detected | 0
DK | Denmark | 14 | 0 | -88 |  | not detected | 0
EE | Estonia | 15 | -5 | -22 |  | not detected | 0
ES | Spain | 16 | not detected | -726 | 24 | 33 | 400
FI | Finland | 14 | -5 | -198 |  | not detected | 0
FR | France | 15 | -5 | -2292 | 20 | not detected | 500
GB | Great Britain | 16 | -2 | -1025 |  | not detected | 0
GR | Greece | 16 | not detected | -132 | 28 | 40 | 281
HR | Croatia | 15 | 0 | -34 | 18 | not detected | 62
HU | Hungary | 15 | 2 | -49 | 19 | not detected | 71
IE | Ireland | 13 | 0 | -69 |  | not detected | 0
IS | Iceland | no data | no data | no data | no data | no data | no data
IT | Italy | 15 | not detected | -573 | 20 | 35 | 900
LT | Lithuania | 14 | -10 | -13 | 19 | not detected | 14
LU | Luxembourg | 15 | -2 | -7 |  | not detected | 0
LV | Latvia | 13 | -7 | -15 |  | not detected | 0
ME | Montenegro | 17 | 6 | -15 | 17 | not detected | 14
MK | FYR of Macedonia | 17 | 0 | -27 | 18 | not detected | 14
MT | Malta | no data | no data | no data | no data | no data | no data
NI | Northern Ireland | 13 | -1 | -28 |  | not detected | 0
NL | The Netherlands | 13 | 0 | -163 | 18 | not detected | 151
NO | Norway | 15 | not detected | -433 |  | not detected | 0
PL | Poland | 15 | 1 | -220 |  | not detected | 0
PT | Portugal | 17 | 7 | -96 | 19 | not detected | 37
RO | Romania | 14 | -1 | -123 | 19 | not detected | 17
RS | Serbia | 16 | 7 | -162 | 19 | not detected | 54
SE | Sweden | 14 | not detected | -386 |  | not detected | 0
SI | Slovenia | 16 | 2 | -19 | 17 | not detected | 25
SK | Slovakia | 16 | 1 | -36 | 19 | not detected | 44
TR | Turkey | no data | no data | no data | no data | no data | no data
UA_W | Burshtyn Island | no data | no data | no data | no data | no data | no data
Nota: for information all above assumption values will be updated/completed by end 2016 using inputs of a new enhanced Pan European Climate Data Base. The update will be used for future reports

## UA_W
Summer Outlook Report 2016 | [21 empty] | Downward load factors modified
| Power Data (all entries are assumed to be >0) |  |  | Countrycode: |  | UA_W
| (Net values in GW, at a synchronous time every week) |  |  | Countryname: |  | Burshtyn Island
| The dates are related to Wednesday of each week |  |  | 2016-06-01 | 2016-06-08 | 2016-06-15 | 2016-06-22 | 2016-06-29 | 2016-07-06 | 2016-07-13 | 2016-07-20 | 2016-07-27 | 2016-08-03 | 2016-08-10 | 2016-08-17 | 2016-08-24 | 2016-08-31 | 2016-09-07 | 2016-09-14 | 2016-09-21 | 2016-09-28
| WEEK |  |  | 22 | 23 | 24 | 25 | 26 | 27 | 28 | 29 | 30 | 31 | 32 | 33 | 34 | 35 | 36 | 37 | 38 | 39
| Time (CET) |  |  | 12:00 | 12:00 | 12:00 | 12:00 | 12:00 | 12:00 | 12:00 | 12:00 | 12:00 | 12:00 | 12:00 | 12:00 | 12:00 | 12:00 | 12:00 | 12:00 | 12:00 | 12:00
Line | PART A : INDIGINEOUS NATIONAL GENERATION | Severe Average Outage Rate | Normal Average Outage Rate
Net generating capacity:
1 | Nuclear Power | 0% | 0% | 0 | 0 | 0 | 0 | 0 | 0 | 0 | 0 | 0 | 0 | 0 | 0 | 0 | 0 | 0 | 0 | 0 | 0
2 | Fossil Fuels |  |  | 2.551 | 2.551 | 2.551 | 2.551 | 2.551 | 2.551 | 2.551 | 2.551 | 2.551 | 2.551 | 2.551 | 2.551 | 2.551 | 2.551 | 2.551 | 2.551 | 2.551 | 2.55
2a | of which Lignite | 0% | 0%
2b | of which Hard Coal | 0% | 0%
2c | of which Gas | 0% | 0%
2d | of which Oil | 0% | 0%
2e | of which Oil Shale | 0% | 0%
2f | of which Mixed Fuels | 4% | 4% | 2.551 | 2.551 | 2.551 | 2.551 | 2.551 | 2.551 | 2.551 | 2.551 | 2.551 | 2.551 | 2.551 | 2.551 | 2.551 | 2.551 | 2.551 | 2.551 | 2.551 | 2.55
3 | Renewable Energy Sources (other than hydro) |  |  | 0.0246 | 0.0246 | 0.0246 | 0.0246 | 0.0246 | 0.0246 | 0.0246 | 0.0246 | 0.0246 | 0.0246 | 0.0246 | 0.0246 | 0.0246 | 0.0246 | 0.0246 | 0.0246 | 0.0246 | 0.0246
3a | of which onshore wind | 0% | 0% | 0.0066 | 0.0066 | 0.0066 | 0.0066 | 0.0066 | 0.0066 | 0.0066 | 0.0066 | 0.0066 | 0.0066 | 0.0066 | 0.0066 | 0.0066 | 0.0066 | 0.0066 | 0.0066 | 0.0066 | 0.0066
3b | of which offshore wind | 0% | 0%
3c | of which Solar (PV) | 0% | 0% | 0.018 | 0.018 | 0.018 | 0.018 | 0.018 | 0.018 | 0.018 | 0.018 | 0.018 | 0.018 | 0.018 | 0.018 | 0.018 | 0.018 | 0.018 | 0.018 | 0.018 | 0.018
3d | of which Biomass | 0% | 0%
3e | of which other RES (apart from hydro, including tidal, wave, geothermal, waste renewable, CSP,…) | 0% | 0%
4 | Hydro power (total) | 0% | 0% | 0.03771 | 0.03771 | 0.03771 | 0.03771 | 0.03771 | 0.03771 | 0.03771 | 0.03771 | 0.03771 | 0.03771 | 0.03771 | 0.03771 | 0.03771 | 0.03771 | 0.03771 | 0.03771 | 0.03771 | 0.03771
4a | of which renewable hydro generation |  |  | 0.03771 | 0.03771 | 0.03771 | 0.03771 | 0.03771 | 0.03771 | 0.03771 | 0.03771 | 0.03771 | 0.03771 | 0.03771 | 0.03771 | 0.03771 | 0.03771 | 0.03771 | 0.03771 | 0.03771 | 0.03771
5 | Other non-RES (incl. not clearly identifiable energy sources) | 0% | 0%
6 | Net generating capacity (6 = 1+2+3+4+5) |  |  | 2.6133 | 2.6133 | 2.6133 | 2.6133 | 2.6133 | 2.6133 | 2.6133 | 2.6133 | 2.6133 | 2.6133 | 2.6133 | 2.6133 | 2.6133 | 2.6133 | 2.6133 | 2.6133 | 2.6133 | 2.6123
7 | Maintenance & Overhauls (all power stations) |  |  | 0.44 | 0.44 | 0.44 | 0.44 | 0.44 | 0.44 | 0.44 | 0.44 | 0.39 | 0.39 | 0.39 | 0.39 | 0.615 | 0.615 | 0.615 | 0.615 | 0.42 | 0.38
7a | of which nuclear
7b | of which Lignite
7c | of which Hard Coal
7d | of which Gas
7e | of which Oil
7f | of which Oil Shale
7g | of which Mixed Fuels |  |  | 0.44 | 0.44 | 0.44 | 0.44 | 0.44 | 0.44 | 0.44 | 0.44 | 0.39 | 0.39 | 0.39 | 0.39 | 0.615 | 0.615 | 0.615 | 0.615 | 0.42 | 0.38
7h | of which onshore wind
7i | of which offshore wind
7j | of which Solar (PV)
7k | of which Biomass
7l | of which other RES (NO hydro, including tidal, wave, geothermal, waste renewable, CSP,…)
7m | Hydro power (total)
7n | of which renewable hydro generation
7o | of which other non-RES (including CHP non-renewable, waste non-renewable and other not clearly identified generation )
PART B : DATA UNDER NORMAL CONDITIONS
8 | Non-usable capacity at reference point (all power stations including mothballed, authorization & technical & legal constraints, energy source unavailability etc. ) |  |  | 0.29136 | 0.29136 | 0.29136 | 0.29136 | 0.29136 | 0.291 | 0.291 | 0.291 | 0.341 | 0.34082 | 0.34082 | 0.34082 | 0.32382 | 0.27382 | 0.27508 | 0.27508 | 0.29208 | 0.34208
8a | of which nuclear
8b | of which Lignite
8c | of which Hard Coal
8d | of which Gas
8e | of which Oil
8f | of which Oil Shale
8g | of which Mixed Fuels |  |  | 0.27 | 0.27 | 0.27 | 0.27 | 0.27 | 0.27 | 0.27 | 0.27 | 0.32 | 0.32 | 0.32 | 0.32 | 0.303 | 0.253 | 0.253 | 0.253 | 0.27 | 0.32
8h | of which onshore wind |  |  | 0.0066 | 0.0066 | 0.0066 | 0.0066 | 0.0066 | 0.0066 | 0.0066 | 0.0066 | 0.0066 | 0.0066 | 0.0066 | 0.0066 | 0.0066 | 0.0066 | 0.0066 | 0.0066 | 0.0066 | 0.0066
8i | of which offshore wind |  |  | 0 | 0 | 0 | 0 | 0 | 0 | 0 | 0 | 0 | 0 | 0 | 0 | 0 | 0 | 0 | 0 | 0 | 0
8j | of which Solar |  |  | 0.01476 | 0.01476 | 0.01476 | 0.01476 | 0.01476 | 0.0144 | 0.0144 | 0.0144 | 0.0144 | 0.01422 | 0.01422 | 0.01422 | 0.01422 | 0.01422 | 0.01548 | 0.01548 | 0.01548 | 0.01548
8k | of which Biomass
8l | of which other RES (apart from hydro)
8m | Hydro power (total)
8n | of which renewable hydro generation
8o | of which other non-RES (incl. not clearly identifiable energy sources)
9 | Available capacity (9 = 6 - (7 + 8)) |  |  | 1.882 | 1.882 | 1.882 | 1.882 | 1.882 | 1.8823 | 1.8823 | 1.8823 | 1.8823 | 1.8825 | 1.8825 | 1.8825 | 1.6745 | 1.7245 | 1.7232 | 1.7232 | 1.9012 | 1.8902
10 | Outages: average expected value (all power stations) |  |  | 0.07364 | 0.07364 | 0.07364 | 0.07364 | 0.07364 | 0.07364 | 0.07364 | 0.07364 | 0.07364 | 0.07364 | 0.07364 | 0.07364 | 0.06532 | 0.06732 | 0.06732 | 0.06732 | 0.07444 | 0.074
11 | System services reserve (one hour ahead of real time) |  |  | 0.409 | 0.409 | 0.409 | 0.409 | 0.409 | 0.409 | 0.409 | 0.409 | 0.409 | 0.409 | 0.409 | 0.409 | 0.409 | 0.409 | 0.409 | 0.409 | 0.409 | 0.409
12 | Reliably available capacity (12 = 9 - (10 + 11)) |  |  | 1.3993 | 1.3993 | 1.3993 | 1.3993 | 1.3993 | 1.3997 | 1.3997 | 1.3997 | 1.3997 | 1.3999 | 1.3999 | 1.3999 | 1.2002 | 1.2482 | 1.2469 | 1.2469 | 1.4178 | 1.4072
13 | Load at reference point in time |  |  | 0.7 | 0.7 | 0.68 | 0.68 | 0.68 | 0.7 | 0.73 | 0.73 | 0.73 | 0.73 | 0.73 | 0.73 | 0.73 | 0.73 | 0.72 | 0.72 | 0.72 | 0.72
13b | Population average daily (24h) temperature (degrees Celsius)
14 | Load reduction / load management and strategic reserves available at reference point in time |  |  | 0.045 | 0.045 | 0.045 | 0.045 | 0.045 | 0.045 | 0.045 | 0.045 | 0.045 | 0.045 | 0.045 | 0.045 | 0.045 | 0.045 | 0.045 | 0.045 | 0.045 | 0.045
15 | Net weekly load at reference point in time (15 = 13-14) |  |  | 0.655 | 0.655 | 0.635 | 0.635 | 0.635 | 0.655 | 0.685 | 0.685 | 0.685 | 0.685 | 0.685 | 0.685 | 0.685 | 0.685 | 0.675 | 0.675 | 0.675 | 0.675
16 | Remaining capacity at reference point in time (16 = 12- 15) |  |  | 0.74431 | 0.74431 | 0.76431 | 0.76431 | 0.76431 | 0.74467 | 0.71467 | 0.71467 | 0.71467 | 0.71485 | 0.71485 | 0.71485 | 0.51517 | 0.56317 | 0.57191 | 0.57191 | 0.74279 | 0.73223
B1 | Weekly peak load (unrestricted reference point in time) |  |  | 0.78 | 0.78 | 0.78 | 0.78 | 0.78 | 0.78 | 0.78 | 0.78 | 0.78 | 0.78 | 0.78 | 0.78 | 0.78 | 0.78 | 0.82 | 0.82 | 0.82 | 0.82
B2 | Daily hour of expected weekly peak load (e.g. 21st hour if the peak load is between 20:00 CET to 21:00 CET) |  |  | 21st hour | 21st hour | 21st hour | 21st hour | 21st hour | 21st hour | 21st hour | 21st hour | 21st hour | 21st hour | 21st hour | 21st hour | 21st hour | 21st hour | 20st hour | 20st hour | 20st hour | 20st hour
PART C : DATA FOR SEVERE CONDITIONS
17 | Non-usable capacity at reference point (all power stations including mothballed, authorization & technical & legal constraints, energy source unavailability etc. ) |  |  | 0.29316 | 0.29316 | 0.29316 | 0.29316 | 0.29316 | 0.29316 | 0.29316 | 0.29316 | 0.34316 | 0.34316 | 0.34316 | 0.34316 | 0.32616 | 0.27616 | 0.27616 | 0.27616 | 0.29316 | 0.34316
17a | of which nuclear
17b | of which Lignite
17c | of which Hard Coal
17d | of which Gas
17e | of which Oil
17f | of which Oil Shale
17g | of which Mixed Fuels |  |  | 0.27 | 0.27 | 0.27 | 0.27 | 0.27 | 0.27 | 0.27 | 0.27 | 0.32 | 0.32 | 0.32 | 0.32 | 0.303 | 0.253 | 0.253 | 0.253 | 0.27 | 0.32
17h | of which onshore wind |  |  | 0.0066 | 0.0066 | 0.0066 | 0.0066 | 0.0066 | 0.0066 | 0.0066 | 0.0066 | 0.0066 | 0.0066 | 0.0066 | 0.0066 | 0.0066 | 0.0066 | 0.0066 | 0.0066 | 0.0066 | 0.0066
17i | of which offshore wind |  |  | 0 | 0 | 0 | 0 | 0 | 0 | 0 | 0 | 0 | 0 | 0 | 0 | 0 | 0 | 0 | 0 | 0 | 0
17j | of which Solar |  |  | 0.01656 | 0.01656 | 0.01656 | 0.01656 | 0.01656 | 0.01656 | 0.01656 | 0.01656 | 0.01656 | 0.01656 | 0.01656 | 0.01656 | 0.01656 | 0.01656 | 0.01656 | 0.01656 | 0.01656 | 0.01656
17k | of which Biomass
17l | of which other RES (apart from hydro)
17m | Hydro power (total)
17n | of which renewable hydro generation
17o | of which other non-RES (incl. not clearly identifiable energy sources)
18 | Available capacity (18 = 6 - (7 + 17)) |  |  | 1.8802 | 1.8802 | 1.8802 | 1.8802 | 1.8802 | 1.8802 | 1.8802 | 1.8802 | 1.8802 | 1.8802 | 1.8802 | 1.8802 | 1.6722 | 1.7222 | 1.7222 | 1.7222 | 1.9002 | 1.8891
19 | Outages: average expected value (all power stations) under SEVERE conditions |  |  | 0.07364 | 0.07364 | 0.07364 | 0.07364 | 0.07364 | 0.07364 | 0.07364 | 0.07364 | 0.07364 | 0.07364 | 0.07364 | 0.07364 | 0.06532 | 0.06732 | 0.06732 | 0.06732 | 0.07444 | 0.074
20 | System services reserve (one hour ahead of real time) under SEVERE conditions |  |  | 0.41 | 0.41 | 0.41 | 0.41 | 0.41 | 0.41 | 0.41 | 0.41 | 0.41 | 0.41 | 0.41 | 0.41 | 0.41 | 0.41 | 0.41 | 0.41 | 0.41 | 0.41
21 | Reliably available capacity under SEVERE conditions (21 = 18 - (19 + 20)) |  |  | 1.3965 | 1.3965 | 1.3965 | 1.3965 | 1.3965 | 1.3965 | 1.3965 | 1.3965 | 1.3965 | 1.3965 | 1.3965 | 1.3965 | 1.1968 | 1.2448 | 1.2448 | 1.2448 | 1.4157 | 1.4051
22 | Load at reference point in time (19:00 CET) under SEVERE conditions |  |  | 0.8 | 0.8 | 0.8 | 0.8 | 0.8 | 0.8 | 0.8 | 0.8 | 0.8 | 0.8 | 0.8 | 0.8 | 0.8 | 0.8 | 0.84 | 0.84 | 0.84 | 0.84
23 | Load reduction / load management and strategic reserves available at reference point in time (19:00 CET) under SEVERE conditions |  |  | 0.045 | 0.045 | 0.045 | 0.045 | 0.045 | 0.045 | 0.045 | 0.045 | 0.045 | 0.045 | 0.045 | 0.045 | 0.045 | 0.045 | 0.045 | 0.045 | 0.045 | 0.045
24 | Net weekly peak load for SEVERE conditions (24 = 22-23) |  |  | 0.755 | 0.755 | 0.755 | 0.755 | 0.755 | 0.755 | 0.755 | 0.755 | 0.755 | 0.755 | 0.755 | 0.755 | 0.755 | 0.755 | 0.795 | 0.795 | 0.795 | 0.795
25 | Remaining capacity for SEVERE conditions (25 = 21-24) |  |  | 0.64151 | 0.64151 | 0.64151 | 0.64151 | 0.64151 | 0.64151 | 0.64151 | 0.64151 | 0.64151 | 0.64151 | 0.64151 | 0.64151 | 0.44183 | 0.48983 | 0.44983 | 0.44983 | 0.62071 | 0.61015
C1 | Weekly peak load under SEVERE conditions (unrestricted reference point in time) |  |  | 0.82 | 0.82 | 0.82 | 0.82 | 0.82 | 0.82 | 0.82 | 0.82 | 0.82 | 0.82 | 0.82 | 0.82 | 0.82 | 0.82 | 0.86 | 0.86 | 0.86 | 0.86
C2 | Daily hour of expected weekly peak load (e.g. 21st hour if the peak load is between 20:00 CET to 21:00 CET) |  |  | 21st hour | 21st hour | 21st hour | 21st hour | 21st hour | 21st hour | 21st hour | 21st hour | 21st hour | 21st hour | 21st hour | 21st hour | 21st hour | 21st hour | 20st hour | 20st hour | 20st hour | 20st hour
PART D: ADDITIONAL INFORMATION FOR INTERCONNECTORS
31 | Simultaneous importable capacity |  | From | 0 | 0 | 0 | 0 | 0 | 0 | 0 | 0 | 0 | 0 | 0 | 0 | 0 | 0 | 0 | 0 | 0 | 0
32 | Simultaneous exportable capacity |  | To | 1.45 | 1.45 | 1.45 | 1.45 | 1.45 | 1.45 | 1.45 | 1.45 | 1.45 | 1.45 | 1.45 | 1.45 | 1.45 | 1.45 | 1.45 | 1.45 | 1.45 | 1.45

## TR
Summer Outlook Report 2016 | [21 empty] | Downward load factors modified
| Power Data (all entries are assumed to be >0) |  |  | Countrycode: |  | TR
| (Net values in GW, at a synchronous time every week) |  |  | Countryname: |  | Turkey
| The dates are related to Wednesday of each week |  |  | 2016-06-01 | 2016-06-08 | 2016-06-15 | 2016-06-22 | 2016-06-29 | 2016-07-06 | 2016-07-13 | 2016-07-20 | 2016-07-27 | 2016-08-03 | 2016-08-10 | 2016-08-17 | 2016-08-24 | 2016-08-31 | 2016-09-07 | 2016-09-14 | 2016-09-21 | 2016-09-28
| WEEK |  |  | 22 | 23 | 24 | 25 | 26 | 27 | 28 | 29 | 30 | 31 | 32 | 33 | 34 | 35 | 36 | 37 | 38 | 39
| Time (CET) |  |  | 12:00 | 12:00 | 12:00 | 12:00 | 12:00 | 12:00 | 12:00 | 12:00 | 12:00 | 12:00 | 12:00 | 12:00 | 12:00 | 12:00 | 12:00 | 12:00 | 12:00 | 12:00
Line | PART A : INDIGINEOUS NATIONAL GENERATION | Severe Average Outage Rate | Normal Average Outage Rate
Net generating capacity:
1 | Nuclear Power | 0% | 0%
2 | Fossil Fuels |  |  | 36.598 | 34.2716 | 35.1523 | 32.0011 | 35.2212 | 37.7064 | 32.2388 | 33.4362 | 37.4495 | 37.6436 | 39.2677 | 37.7294 | 36.063 | 37.2539 | 37.0668 | 39.0264 | 30.3615 | 34.4104
2a | of which Lignite | 6% | 6% | 7.5883 | 6.9182 | 7.1413 | 6.3427 | 8.18 | 8.0721 | 5.2528 | 5.4822 | 5.4299 | 5.5777 | 6.9842 | 5.422 | 5.6846 | 5.3458 | 5.5165 | 7.2033 | 5.6277 | 7.0378
2b | of which Hard Coal | 6% | 6% | 6.965 | 6.965 | 6.965 | 6.9729 | 6.965 | 6.9729 | 6.6096 | 6.9729 | 6.6926 | 6.6926 | 6.9729 | 6.965 | 6.965 | 6.9729 | 6.965 | 6.965 | 6.6926 | 6.9729
2c | of which Gas | 2% | 2% | 21.3986 | 20.0206 | 20.3999 | 18.0354 | 19.4302 | 22.0154 | 19.7215 | 20.335 | 24.6808 | 24.7272 | 24.6645 | 24.6963 | 22.7673 | 24.1542 | 23.8043 | 24.0335 | 17.3951 | 19.7536
2d | of which Oil | 9% | 9% | 0.63348 | 0.35526 | 0.63348 | 0.63747 | 0.63348 | 0.63348 | 0.6423 | 0.63348 | 0.63348 | 0.63348 | 0.63348 | 0.63348 | 0.63348 | 0.76836 | 0.76836 | 0.81195 | 0.63348 | 0.63348
2e | of which Oil Shale | 0% | 0%
2f | of which Mixed Fuels | 0% | 0% | 0.012597 | 0.012597 | 0.012597 | 0.012597 | 0.012597 | 0.012597 | 0.012597 | 0.012597 | 0.012597 | 0.012597 | 0.012597 | 0.012597 | 0.012597 | 0.012597 | 0.012597 | 0.012597 | 0.012597 | 0.012597
3 | Renewable Energy Sources (other than hydro) |  |  | 3.9234 | 3.8969 | 3.5875 | 4.4396 | 4.6246 | 4.6004 | 4.6927 | 4.8809 | 3.7304 | 4.6036 | 3.7694 | 4.6803 | 4.9587 | 2.4414 | 4.6731 | 4.7013 | 3.9634 | 4.8346
3a | of which onshore wind | 0% | 0% | 3.3329 | 3.2438 | 2.9795 | 3.832 | 3.9303 | 3.8595 | 3.9451 | 4.1506 | 3.0074 | 3.8906 | 3.01 | 3.9423 | 4.2108 | 1.8475 | 3.9439 | 3.9905 | 3.1851 | 4.0186
3b | of which offshore wind | 0% | 0%
3c | of which Solar (PV) | 0% | 0%
3d | of which Biomass | 0% | 0% | 0.20622 | 0.24389 | 0.22375 | 0.23115 | 0.2644 | 0.26421 | 0.27096 | 0.25363 | 0.24629 | 0.26123 | 0.28271 | 0.26957 | 0.27116 | 0.28082 | 0.28241 | 0.26397 | 0.27552 | 0.26515
3e | of which other RES (apart from hydro, including tidal, wave, geothermal, waste renewable, CSP,…) | 0% | 0% | 0.38429 | 0.4092 | 0.38429 | 0.3765 | 0.42996 | 0.47668 | 0.47668 | 0.47668 | 0.47668 | 0.45177 | 0.47668 | 0.46843 | 0.47668 | 0.31306 | 0.44679 | 0.44679 | 0.50277 | 0.55079
4 | Hydro power (total) | 1% | 1% | 21.6861 | 22.2794 | 22.9602 | 23.3459 | 22.8818 | 23.6281 | 23.5018 | 21.934 | 23.4765 | 22.5401 | 23.1208 | 22.994 | 21.1638 | 22.9848 | 21.9677 | 21.8521 | 17.7232 | 18.9248
4a | of which renewable hydro generation
5 | Other non-RES (incl. not clearly identifiable energy sources) | 0% | 0%
6 | Net generating capacity (6 = 1+2+3+4+5) |  |  | 62.2075 | 60.448 | 61.7 | 59.7866 | 62.7277 | 65.9348 | 60.4334 | 60.2511 | 64.6563 | 64.7873 | 66.1579 | 65.4037 | 62.1854 | 62.6801 | 63.7076 | 65.5798 | 52.0481 | 58.1697
7 | Maintenance & Overhauls (all power stations) |  |  | 3.6744 | 2.0858 | 1.788 | 1.6534 | 1.4291 | 0.9427 | 0.92926 | 1.2994 | 1.1781 | 1.145 | 1.3075 | 1.3822 | 1.8436 | 2.1226 | 4.6876 | 5.6743 | 6.25 | 6.9338
7a | of which nuclear
7b | of which Lignite |  |  | 0.615 | 0.465 | 0.315 | 0.15 | 0.15 | 0.15 | 0.15 | 0.15 | 0.15 | 0 | 0 | 0 | 0.16 | 0.16 | 1.175 | 1.335 | 1.385 | 1.535
7c | of which Hard Coal |  |  | 0.615 | 0 | 0 | 0 | 0 | 0 | 0 | 0 | 0 | 0 | 0 | 0 | 0 | 0 | 0 | 0 | 0 | 0
7d | of which Gas |  |  | 1.8425 | 1.3445 | 1.3233 | 1.3622 | 1.132 | 0.72785 | 0.71826 | 0.76595 | 0.75722 | 0.75785 | 0.73953 | 0.78722 | 1.085 | 1.5745 | 2.7086 | 3.5515 | 2.7737 | 2.8245
7e | of which Oil |  |  | 0.01478 | 0.02068 | 0.01478 | 0.00615 | 0.01215 | 0.01215 | 0.006 | 0 | 0.01478 | 0.006 | 0.006 | 0 | 0 | 0 | 0 | 0 | 0.006 | 0
7f | of which Oil Shale
7g | of which Mixed Fuels
7h | of which onshore wind
7i | of which offshore wind
7j | of which Solar (PV)
7k | of which Biomass
7l | of which other RES (NO hydro, including tidal, wave, geothermal, waste renewable, CSP,…)
7m | Hydro power (total) |  |  | 0.58708 | 0.25558 | 0.135 | 0.135 | 0.135 | 0.0527 | 0.055 | 0.38344 | 0.2561 | 0.3811 | 0.562 | 0.595 | 0.5986 | 0.3881 | 0.80399 | 0.78779 | 2.0853 | 2.5743
7n | of which renewable hydro generation
7o | of which other non-RES (including CHP non-renewable, waste non-renewable and other not clearly identified generation )
PART B : DATA UNDER NORMAL CONDITIONS
8 | Non-usable capacity at reference point (all power stations including mothballed, authorization & technical & legal constraints, energy source unavailability etc. ) |  |  | 8.9141 | 11.4532 | 10.4098 | 14.3528 | 12.8392 | 10.1854 | 14.4236 | 14.3576 | 7.7718 | 9.4026 | 7.5413 | 8.8636 | 12.1706 | 8.2574 | 10.0023 | 9.468 | 14.987 | 11.4072
8a | of which nuclear
8b | of which Lignite |  |  | 0.403 | 0.62866 | 0.71366 | 1.648 | 0.868 | 0.972 | 2.333 | 2.118 | 2.1684 | 2.176 | 1.966 | 2.3389 | 1.926 | 2.2524 | 1.0729 | 0.63739 | 0.75582 | 0.60232
8c | of which Hard Coal |  |  | 0.00155 | 0.00915 | 0.00915 | 0.00155 | 0.00915 | 0.00155 | 0.35155 | 0.00155 | 0.00155 | 0.00155 | 0.00155 | 0.00915 | 0.00915 | 0.00155 | 0.00915 | 0.00915 | 0.00155 | 0.00155
8d | of which Gas |  |  | 2.277 | 4.2323 | 3.7147 | 6.2173 | 4.9164 | 2.829 | 5.2173 | 4.404 | 0.24594 | 0.18518 | 0.14233 | 0.041856 | 1.6207 | 1.4044 | 1.5597 | 1.3267 | 4.7743 | 2.217
8e | of which Oil |  |  | 0.22616 | 0.21642 | 0.22616 | 0.23095 | 0.22495 | 0.22879 | 0.16134 | 0.10434 | 0.08956 | 0.09834 | 0.16984 | 0.17584 | 0.17584 | 0.21144 | 0.12234 | 0.10434 | 0.166 | 0.17584
8f | of which Oil Shale
8g | of which Mixed Fuels
8h | of which onshore wind |  |  | 3.3329 | 3.2438 | 2.9795 | 3.832 | 3.9303 | 3.8595 | 3.9451 | 4.1506 | 3.0074 | 3.8906 | 3.01 | 3.9423 | 4.2108 | 1.8475 | 3.9439 | 3.9905 | 3.1851 | 4.0186
8i | of which offshore wind |  |  | 0 | 0 | 0 | 0 | 0 | 0 | 0 | 0 | 0 | 0 | 0 | 0 | 0 | 0 | 0 | 0 | 0 | 0
8j | of which Solar |  |  | 0 | 0 | 0 | 0 | 0 | 0 | 0 | 0 | 0 | 0 | 0 | 0 | 0 | 0 | 0 | 0 | 0 | 0
8k | of which Biomass |  |  | 0.035934 | 0.020909 | 0.04108 | 0.042319 | 0.027264 | 0.021409 | 0.010454 | 0.025954 | 0.039875 | 0.026715 | 0.018789 | 0.020366 | 0.037818 | 0.029644 | 0.028107 | 0.039418 | 0.024839 | 0.027849
8l | of which other RES (apart from hydro) |  |  | 0 | 0 | 0.024 | 0.0315 | 0 | 0 | 0 | 0 | 0 | 0.024 | 0 | 0.007951 | 0.20503 | 0 | 0.08 | 0.11373 | 0.083807 | 0.003807
8m | Hydro power (total) |  |  | 2.6376 | 3.102 | 2.7016 | 2.3492 | 2.8631 | 2.2732 | 2.4048 | 3.5531 | 2.2191 | 3.0002 | 2.2327 | 2.3272 | 3.9853 | 2.5105 | 3.1861 | 3.2468 | 5.9957 | 4.3601
8n | of which renewable hydro generation
8o | of which other non-RES (incl. not clearly identifiable energy sources)
9 | Available capacity (9 = 6 - (7 + 8)) |  |  | 49.619 | 46.9089 | 49.5021 | 43.7804 | 48.4594 | 54.8067 | 45.0805 | 44.5941 | 55.7064 | 54.2398 | 57.3091 | 55.1579 | 48.1712 | 52.3 | 49.0178 | 50.4374 | 30.811 | 39.8288
10 | Outages: average expected value (all power stations) |  |  | 1.3407 | 1.2555 | 1.3279 | 1.1447 | 1.3492 | 1.4528 | 1.0706 | 1.142 | 1.3193 | 1.3205 | 1.4395 | 1.3216 | 1.2415 | 1.2688 | 1.2421 | 1.3562 | 0.94557 | 1.1676
11 | System services reserve (one hour ahead of real time)
12 | Reliably available capacity (12 = 9 - (10 + 11)) |  |  | 48.2784 | 45.6534 | 48.1742 | 42.6357 | 47.1102 | 53.3539 | 44.01 | 43.4521 | 54.387 | 52.9193 | 55.8696 | 53.8363 | 46.9298 | 51.0312 | 47.7757 | 49.0813 | 29.8655 | 38.6612
13 | Load at reference point in time |  |  | 33.0095 | 33.4758 | 35.8205 | 34.2252 | 34.534 | 37.8401 | 36.8433 | 39.3484 | 41.9406 | 41.7758 | 40.9376 | 41.2 | 38.3414 | 39.5208 | 38.9268 | 37.7462 | 26.1879 | 33.3711
13b | Population average daily (24h) temperature (degrees Celsius) |  |  | 27.3868 | 27.3868 | 27.3868 | 27.3868 | 27.3868 | 30.172 | 30.172 | 30.172 | 30.172 | 30.5235 | 30.5235 | 30.5235 | 30.5235 | 30.5235 | 26.928 | 26.928 | 26.928 | 26.928
14 | Load reduction / load management and strategic reserves available at reference point in time
15 | Net weekly load at reference point in time (15 = 13-14) |  |  | 33.0095 | 33.4758 | 35.8205 | 34.2252 | 34.534 | 37.8401 | 36.8433 | 39.3484 | 41.9406 | 41.7758 | 40.9376 | 41.2 | 38.3414 | 39.5208 | 38.9268 | 37.7462 | 26.1879 | 33.3711
16 | Remaining capacity at reference point in time (16 = 12- 15) |  |  | 15.2689 | 12.1776 | 12.3537 | 8.4105 | 12.5762 | 15.5138 | 7.1666 | 4.1037 | 12.4464 | 11.1435 | 14.932 | 12.6363 | 8.5883 | 11.5104 | 8.8489 | 11.3351 | 3.6775 | 5.29
B1 | Weekly peak load (unrestricted reference point in time) |  |  | 34.9873 | 35.3021 | 37.2918 | 36.3788 | 37.1835 | 40.5676 | 38.822 | 41.0818 | 43.7 | 43.8417 | 43.0395 | 43.2607 | 40.9226 | 42.1363 | 41.4631 | 39.5782 | 35.308 | 35.0891
B2 | Daily hour of expected weekly peak load (e.g. 21st hour if the peak load is between 20:00 CET to 21:00 CET) |  |  | 12 | 12 | 15 | 15 | 15 | 15 | 15 | 15 | 15 | 15 | 15 | 15 | 15 | 15 | 15 | 15 | 12 | 15
PART C : DATA FOR SEVERE CONDITIONS
17 | Non-usable capacity at reference point (all power stations including mothballed, authorization & technical & legal constraints, energy source unavailability etc. ) |  |  | 9.0927 | 11.7159 | 10.6476 | 14.6895 | 13.1243 | 10.3879 | 14.7589 | 14.6842 | 7.9243 | 9.579 | 7.6863 | 9.0211 | 12.4254 | 8.4626 | 10.1962 | 9.6433 | 15.3647 | 11.6436
17a | of which nuclear
17b | of which Lignite |  |  | 0.4159 | 0.64878 | 0.7365 | 1.7007 | 0.89578 | 1.0031 | 2.4077 | 2.1858 | 2.2378 | 2.2456 | 2.0289 | 2.4138 | 1.9876 | 2.3245 | 1.1072 | 0.65778 | 0.78 | 0.62159
17c | of which Hard Coal |  |  | 0.0015996 | 0.0094428 | 0.0094428 | 0.0015996 | 0.0094428 | 0.0015996 | 0.3628 | 0.0015996 | 0.0015996 | 0.0015996 | 0.0015996 | 0.0094428 | 0.0094428 | 0.0015996 | 0.0094428 | 0.0094428 | 0.0015996 | 0.0015996
17d | of which Gas |  |  | 2.3498 | 4.3677 | 3.8336 | 6.4163 | 5.0738 | 2.9195 | 5.3843 | 4.5449 | 0.2538 | 0.19111 | 0.14688 | 0.043195 | 1.6726 | 1.4494 | 1.6097 | 1.3691 | 4.927 | 2.288
17e | of which Oil |  |  | 0.2334 | 0.22335 | 0.2334 | 0.23834 | 0.23215 | 0.23611 | 0.1665 | 0.10768 | 0.092426 | 0.10149 | 0.17527 | 0.18147 | 0.18147 | 0.21821 | 0.12625 | 0.10768 | 0.17131 | 0.18147
17f | of which Oil Shale
17g | of which Mixed Fuels
17h | of which onshore wind |  |  | 3.3329 | 3.2438 | 2.9795 | 3.832 | 3.9303 | 3.8595 | 3.9451 | 4.1506 | 3.0074 | 3.8906 | 3.01 | 3.9423 | 4.2108 | 1.8475 | 3.9439 | 3.9905 | 3.1851 | 4.0186
17i | of which offshore wind |  |  | 0 | 0 | 0 | 0 | 0 | 0 | 0 | 0 | 0 | 0 | 0 | 0 | 0 | 0 | 0 | 0 | 0 | 0
17j | of which Solar |  |  | 0 | 0 | 0 | 0 | 0 | 0 | 0 | 0 | 0 | 0 | 0 | 0 | 0 | 0 | 0 | 0 | 0 | 0
17k | of which Biomass |  |  | 0.037084 | 0.021578 | 0.042395 | 0.043673 | 0.028136 | 0.022094 | 0.010789 | 0.026785 | 0.041151 | 0.02757 | 0.01939 | 0.021018 | 0.039028 | 0.030593 | 0.029006 | 0.040679 | 0.025634 | 0.02874
17l | of which other RES (apart from hydro) |  |  | 0 | 0 | 0.024768 | 0.032508 | 0 | 0 | 0 | 0 | 0 | 0.024768 | 0 | 0.0082054 | 0.21159 | 0 | 0.08256 | 0.11737 | 0.086489 | 0.0039288
17m | Hydro power (total) |  |  | 2.722 | 3.2012 | 2.7881 | 2.4244 | 2.9547 | 2.346 | 2.4818 | 3.6668 | 2.2902 | 3.0962 | 2.3042 | 2.4017 | 4.1128 | 2.5908 | 3.2881 | 3.3507 | 6.1875 | 4.4997
17n | of which renewable hydro generation
17o | of which other non-RES (incl. not clearly identifiable energy sources)
18 | Available capacity (18 = 6 - (7 + 17)) |  |  | 49.4404 | 46.6462 | 49.2643 | 43.4438 | 48.1743 | 54.6043 | 44.7452 | 44.2675 | 55.5539 | 54.0634 | 57.1641 | 55.0004 | 47.9165 | 52.0949 | 48.8239 | 50.2621 | 30.4334 | 39.5924
19 | Outages: average expected value (all power stations) under SEVERE conditions |  |  | 1.3369 | 1.25 | 1.3226 | 1.1362 | 1.3428 | 1.4477 | 1.0608 | 1.1337 | 1.3141 | 1.3149 | 1.4344 | 1.3158 | 1.235 | 1.2621 | 1.2377 | 1.3527 | 0.93867 | 1.1632
20 | System services reserve (one hour ahead of real time) under SEVERE conditions
21 | Reliably available capacity under SEVERE conditions (21 = 18 - (19 + 20)) |  |  | 48.1035 | 45.3962 | 47.9417 | 42.3076 | 46.8315 | 53.1565 | 43.6844 | 43.1338 | 54.2399 | 52.7484 | 55.7297 | 53.6846 | 46.6816 | 50.8327 | 47.5863 | 48.9094 | 29.4947 | 38.4292
22 | Load at reference point in time (19:00 CET) under SEVERE conditions |  |  | 33.2129 | 33.681 | 36.0373 | 34.4367 | 34.7502 | 38.0759 | 37.0691 | 39.5872 | 42.1947 | 42.0307 | 41.1878 | 41.4515 | 38.5793 | 39.7658 | 39.1679 | 37.9763 | 26.3932 | 33.5751
23 | Load reduction / load management and strategic reserves available at reference point in time (19:00 CET) under SEVERE conditions
24 | Net weekly peak load for SEVERE conditions (24 = 22-23) |  |  | 33.2129 | 33.681 | 36.0373 | 34.4367 | 34.7502 | 38.0759 | 37.0691 | 39.5872 | 42.1947 | 42.0307 | 41.1878 | 41.4515 | 38.5793 | 39.7658 | 39.1679 | 37.9763 | 26.3932 | 33.5751
25 | Remaining capacity for SEVERE conditions (25 = 21-24) |  |  | 14.8906 | 11.7152 | 11.9044 | 7.8709 | 12.0813 | 15.0806 | 6.6153 | 3.5466 | 12.0452 | 10.7178 | 14.5419 | 12.2331 | 8.1022 | 11.0669 | 8.4184 | 10.9331 | 3.1015 | 4.8541
C1 | Weekly peak load under SEVERE conditions (unrestricted reference point in time) |  |  | 35.1907 | 35.5073 | 37.5086 | 36.5903 | 37.3996 | 40.8034 | 39.0477 | 41.3206 | 43.9541 | 44.0966 | 43.2898 | 43.5123 | 41.1605 | 42.3813 | 41.7041 | 39.8083 | 35.5133 | 35.2931
C2 | Daily hour of expected weekly peak load (e.g. 21st hour if the peak load is between 20:00 CET to 21:00 CET) |  |  | 12 | 12 | 15 | 15 | 15 | 15 | 15 | 15 | 15 | 15 | 15 | 15 | 15 | 15 | 15 | 15 | 12 | 15
PART D: ADDITIONAL INFORMATION FOR INTERCONNECTORS
31 | Simultaneous importable capacity |  | From | 0.65 | 0.65 | 0.65 | 0.65 | 0.65 | 0.65 | 0.65 | 0.65 | 0.65 | 0.65 | 0.65 | 0.65 | 0.65 | 0.65 | 0.65 | 0.65 | 0.434 | 0.434
32 | Simultaneous exportable capacity |  | To | 0.15 | 0.15 | 0.15 | 0.15 | 0.15 | 0.15 | 0.15 | 0.15 | 0.15 | 0.15 | 0.15 | 0.15 | 0.15 | 0.15 | 0.15 | 0.15 | 0.1 | 0.1

## SK
Summer Outlook Report 2016 | [21 empty] | Downward load factors modified
| Power Data (all entries are assumed to be >0) |  |  | Countrycode: |  | SK
| (Net values in GW, at a synchronous time every week) |  |  | Countryname: |  | Slovakia
| The dates are related to Wednesday of each week |  |  | 2016-06-01 | 2016-06-08 | 2016-06-15 | 2016-06-22 | 2016-06-29 | 2016-07-06 | 2016-07-13 | 2016-07-20 | 2016-07-27 | 2016-08-03 | 2016-08-10 | 2016-08-17 | 2016-08-24 | 2016-08-31 | 2016-09-07 | 2016-09-14 | 2016-09-21 | 2016-09-28
| WEEK |  |  | 22 | 23 | 24 | 25 | 26 | 27 | 28 | 29 | 30 | 31 | 32 | 33 | 34 | 35 | 36 | 37 | 38 | 39
| Time (CET) |  |  | 12:00 | 12:00 | 12:00 | 12:00 | 12:00 | 12:00 | 12:00 | 12:00 | 12:00 | 12:00 | 12:00 | 12:00 | 12:00 | 12:00 | 12:00 | 12:00 | 12:00 | 12:00
Line | PART A : INDIGINEOUS NATIONAL GENERATION | Severe Average Outage Rate | Normal Average Outage Rate
Net generating capacity:
1 | Nuclear Power | 5% | 5% | 1.94 | 1.94 | 1.94 | 1.94 | 1.94 | 1.94 | 1.94 | 1.94 | 1.94 | 1.94 | 1.94 | 1.94 | 1.94 | 1.94 | 1.94 | 1.94 | 1.94 | 1.94
2 | Fossil Fuels |  |  | 2.2518 | 2.2518 | 2.2518 | 2.2518 | 2.2518 | 2.2518 | 2.2518 | 2.2518 | 2.2518 | 2.2518 | 2.2518 | 2.2518 | 2.2518 | 2.2518 | 2.2518 | 2.2518 | 2.2518 | 2.2518
2a | of which Lignite | 9% | 9% | 0.3478 | 0.3478 | 0.3478 | 0.3478 | 0.3478 | 0.3478 | 0.3478 | 0.3478 | 0.3478 | 0.3478 | 0.3478 | 0.3478 | 0.3478 | 0.3478 | 0.3478 | 0.3478 | 0.3478 | 0.3478
2b | of which Hard Coal | 9% | 9% | 0.22 | 0.22 | 0.22 | 0.22 | 0.22 | 0.22 | 0.22 | 0.22 | 0.22 | 0.22 | 0.22 | 0.22 | 0.22 | 0.22 | 0.22 | 0.22 | 0.22 | 0.22
2c | of which Gas | 7% | 7% | 1.076 | 1.076 | 1.076 | 1.076 | 1.076 | 1.076 | 1.076 | 1.076 | 1.076 | 1.076 | 1.076 | 1.076 | 1.076 | 1.076 | 1.076 | 1.076 | 1.076 | 1.076
2d | of which Oil | 9% | 9% | 0.195 | 0.195 | 0.195 | 0.195 | 0.195 | 0.195 | 0.195 | 0.195 | 0.195 | 0.195 | 0.195 | 0.195 | 0.195 | 0.195 | 0.195 | 0.195 | 0.195 | 0.195
2e | of which Oil Shale | 8.75% | 8.75% | 0 | 0 | 0 | 0 | 0 | 0 | 0 | 0 | 0 | 0 | 0 | 0 | 0 | 0 | 0 | 0 | 0 | 0
2f | of which Mixed Fuels | 8.75% | 8.75% | 0.413 | 0.413 | 0.413 | 0.413 | 0.413 | 0.413 | 0.413 | 0.413 | 0.413 | 0.413 | 0.413 | 0.413 | 0.413 | 0.413 | 0.413 | 0.413 | 0.413 | 0.413
3 | Renewable Energy Sources (other than hydro) |  |  | 0.90814 | 0.90814 | 0.90814 | 0.90814 | 0.90814 | 0.90814 | 0.90814 | 0.90814 | 0.90814 | 0.90814 | 0.90814 | 0.90814 | 0.90814 | 0.90814 | 0.90814 | 0.90814 | 0.90814 | 0.90814
3a | of which onshore wind | 0% | 0% | 0.00314 | 0.00314 | 0.00314 | 0.00314 | 0.00314 | 0.00314 | 0.00314 | 0.00314 | 0.00314 | 0.00314 | 0.00314 | 0.00314 | 0.00314 | 0.00314 | 0.00314 | 0.00314 | 0.00314 | 0.00314
3b | of which offshore wind | 0% | 0% | 0 | 0 | 0 | 0 | 0 | 0 | 0 | 0 | 0 | 0 | 0 | 0 | 0 | 0 | 0 | 0 | 0 | 0
3c | of which Solar (PV) | 0% | 0% | 0.531 | 0.531 | 0.531 | 0.531 | 0.531 | 0.531 | 0.531 | 0.531 | 0.531 | 0.531 | 0.531 | 0.531 | 0.531 | 0.531 | 0.531 | 0.531 | 0.531 | 0.531
3d | of which Biomass | 0% | 0% | 0.254 | 0.254 | 0.254 | 0.254 | 0.254 | 0.254 | 0.254 | 0.254 | 0.254 | 0.254 | 0.254 | 0.254 | 0.254 | 0.254 | 0.254 | 0.254 | 0.254 | 0.254
3e | of which other RES (apart from hydro, including tidal, wave, geothermal, waste renewable, CSP,…) | 0% | 0% | 0.12 | 0.12 | 0.12 | 0.12 | 0.12 | 0.12 | 0.12 | 0.12 | 0.12 | 0.12 | 0.12 | 0.12 | 0.12 | 0.12 | 0.12 | 0.12 | 0.12 | 0.12
4 | Hydro power (total) | 0% | 0% | 2.536 | 2.536 | 2.536 | 2.536 | 2.536 | 2.536 | 2.536 | 2.536 | 2.536 | 2.536 | 2.536 | 2.536 | 2.536 | 2.536 | 2.536 | 2.536 | 2.536 | 2.536
4a | of which renewable hydro generation |  |  | 0.916 | 0.916 | 0.916 | 0.916 | 0.916 | 0.916 | 0.916 | 0.916 | 0.916 | 0.916 | 0.916 | 0.916 | 0.916 | 0.916 | 0.916 | 0.916 | 0.916 | 0.916
5 | Other non-RES (incl. not clearly identifiable energy sources) | 0% | 0% | 0 | 0 | 0 | 0 | 0 | 0 | 0 | 0 | 0 | 0 | 0 | 0 | 0 | 0 | 0 | 0 | 0 | 0
6 | Net generating capacity (6 = 1+2+3+4+5) |  |  | 7.6359 | 7.6359 | 7.6359 | 7.6359 | 7.6359 | 7.6359 | 7.6359 | 7.6359 | 7.6359 | 7.6359 | 7.6359 | 7.6359 | 7.6359 | 7.6359 | 7.6359 | 7.6359 | 7.6359 | 7.6359
7 | Maintenance & Overhauls (all power stations) |  |  | 1 | 0.539 | 0.539 | 0.071 | 0.071 | 0 | 0.0439 | 0.0439 | 0.0439 | 0.0439 | 0.0439 | 0.0439 | 0.0439 | 0.0439 | 0.0439 | 0.0439 | 0.0439 | 0.47
7a | of which nuclear |  |  | 2016-06-01: 1; 2016-06-08: 0.5; 2016-06-15: 0.5; 2016-09-28: 0.47
7b | of which Lignite |  |  | 2016-06-08: 0.039; 2016-06-15: 0.039; 2016-06-22: 0.071; 2016-06-29: 0.071
7c | of which Hard Coal
7d | of which Gas
7e | of which Oil
7f | of which Oil Shale | [8 empty] | 0.0439 | 0.0439 | 0.0439 | 0.0439 | 0.0439 | 0.0439 | 0.0439 | 0.0439 | 0.0439 | 0.0439 | 0.0439
7g | of which Mixed Fuels
7h | of which onshore wind
7i | of which offshore wind
7j | of which Solar (PV)
7k | of which Biomass
7l | of which other RES (NO hydro, including tidal, wave, geothermal, waste renewable, CSP,…)
7m | Hydro power (total)
7n | of which renewable hydro generation |  |  | 0.23 | 0.23 | 0.23 | 0.18 | 0.84 | 0.21 | 0.21 | 0.192 | 0.192 | 0.192 | 0.192 | 0.4 | 0.4 | 0.4 | 0.4 | 0.4 | 0.4 | 0.4
7o | of which other non-RES (including CHP non-renewable, waste non-renewable and other not clearly identified generation )
PART B : DATA UNDER NORMAL CONDITIONS
8 | Non-usable capacity at reference point (all power stations including mothballed, authorization & technical & legal constraints, energy source unavailability etc. ) |  |  | 2.0588 | 2.0613 | 2.0603 | 2.0599 | 2.0629 | 2.0649 | 2.0689 | 2.0747 | 2.0763 | 2.0777 | 2.0782 | 2.0753 | 2.0775 | 2.0818 | 2.0905 | 2.1044 | 2.1173 | 2.1303
8a | of which nuclear |  |  | 0.004 | 0.004 | 0.004 | 0.004 | 0.004 | 0.004 | 0.004 | 0.004 | 0.004 | 0.003 | 0.003 | 0.003 | 0.003 | 0.003 | 0.005 | 0.005 | 0.005 | 0.005
8b | of which Lignite |  |  | 0.021 | 0.021 | 0.021 | 0.021 | 0.025 | 0.025 | 0.025 | 0.025 | 0.025 | 0.026 | 0.026 | 0.026 | 0.026 | 0.026 | 0.027 | 0.027 | 0.027 | 0.027
8c | of which Hard Coal
8d | of which Gas |  |  | 0.42 | 0.42 | 0.42 | 0.42 | 0.42 | 0.42 | 0.42 | 0.42 | 0.42 | 0.42 | 0.42 | 0.42 | 0.42 | 0.42 | 0.42 | 0.42 | 0.42 | 0.42
8e | of which Oil
8f | of which Oil Shale
8g | of which Mixed Fuels |  |  | 0.43 | 0.43 | 0.43 | 0.43 | 0.43 | 0.43 | 0.43 | 0.43 | 0.43 | 0.43 | 0.43 | 0.43 | 0.43 | 0.43 | 0.43 | 0.43 | 0.43 | 0.43
8h | of which onshore wind |  |  | 0.0029554 | 0.0029998 | 0.0030017 | 0.0029995 | 0.003005 | 0.0029963 | 0.0029953 | 0.0030003 | 0.003011 | 0.0030258 | 0.0030189 | 0.0030307 | 0.0030318 | 0.0030189 | 0.0029848 | 0.0029422 | 0.0029806 | 0.0029942
8i | of which offshore wind |  |  | 0 | 0 | 0 | 0 | 0 | 0 | 0 | 0 | 0 | 0 | 0 | 0 | 0 | 0 | 0 | 0 | 0 | 0
8j | of which Solar |  |  | 0.22601 | 0.22843 | 0.22749 | 0.22707 | 0.22604 | 0.2281 | 0.23207 | 0.23786 | 0.2394 | 0.24084 | 0.24136 | 0.23839 | 0.24058 | 0.24498 | 0.25067 | 0.26463 | 0.27745 | 0.29044
8k | of which Biomass
8l | of which other RES (apart from hydro)
8m | Hydro power (total) |  |  | 0.95485 | 0.95485 | 0.95485 | 0.95485 | 0.95485 | 0.95485 | 0.95485 | 0.95485 | 0.95485 | 0.95485 | 0.95485 | 0.95485 | 0.95485 | 0.95485 | 0.95485 | 0.95485 | 0.95485 | 0.95485
8n | of which renewable hydro generation
8o | of which other non-RES (incl. not clearly identifiable energy sources)
9 | Available capacity (9 = 6 - (7 + 8)) |  |  | 4.5771 | 5.0357 | 5.0366 | 5.505 | 5.502 | 5.571 | 5.5231 | 5.5173 | 5.5158 | 5.5143 | 5.5138 | 5.5168 | 5.5146 | 5.5102 | 5.5015 | 5.4876 | 5.4748 | 5.0357
10 | Outages: average expected value (all power stations) |  |  | 0.15799 | 0.17948 | 0.17948 | 0.2016 | 0.20124 | 0.20763 | 0.20379 | 0.20379 | 0.20379 | 0.20375 | 0.20375 | 0.20375 | 0.20375 | 0.20375 | 0.20356 | 0.20356 | 0.20356 | 0.1839
11 | System services reserve (one hour ahead of real time) |  |  | 0.777 | 0.777 | 0.777 | 0.777 | 0.777 | 0.777 | 0.777 | 0.777 | 0.777 | 0.772 | 0.772 | 0.777 | 0.777 | 0.777 | 0.777 | 0.782 | 0.787 | 0.787
12 | Reliably available capacity (12 = 9 - (10 + 11)) |  |  | 3.6421 | 4.0792 | 4.0801 | 4.5264 | 4.5238 | 4.5864 | 4.5423 | 4.5365 | 4.535 | 4.5386 | 4.5381 | 4.536 | 4.5338 | 4.5294 | 4.521 | 4.5021 | 4.4842 | 4.0647
13 | Load at reference point in time |  |  | 3.44 | 3.53 | 3.49 | 3.45 | 3.48 | 3.52 | 3.48 | 3.47 | 3.33 | 3.29 | 3.41 | 3.44 | 3.49 | 3.51 | 3.58 | 3.6 | 3.65 | 3.66
13b | Population average daily (24h) temperature (degrees Celsius) |  |  | 17.84 | 18.67 | 19.38 | 19.98 | 20.45 | 20.78 | 20.97 | 21.02 | 20.91 | 20.64 | 20.23 | 19.67 | 18.97 | 18.14 | 17.17 | 16.1 | 14.93 | 13.67
14 | Load reduction / load management and strategic reserves available at reference point in time |  |  | 0.07 | 0.07 | 0.07 | 0.07 | 0.07 | 0.07 | 0.07 | 0.07 | 0.07 | 0.07 | 0.065 | 0.07 | 0.07 | 0.07 | 0.07 | 0.07 | 0.07 | 0.07
15 | Net weekly load at reference point in time (15 = 13-14) |  |  | 3.37 | 3.46 | 3.42 | 3.38 | 3.41 | 3.45 | 3.41 | 3.4 | 3.26 | 3.22 | 3.345 | 3.37 | 3.42 | 3.44 | 3.51 | 3.53 | 3.58 | 3.59
16 | Remaining capacity at reference point in time (16 = 12- 15) |  |  | 0.27212 | 0.61918 | 0.66011 | 1.1464 | 1.1138 | 1.1364 | 1.1323 | 1.1365 | 1.275 | 1.3186 | 1.1931 | 1.166 | 1.1138 | 1.0894 | 1.011 | 0.97205 | 0.9042 | 0.47475
B1 | Weekly peak load (unrestricted reference point in time)
B2 | Daily hour of expected weekly peak load (e.g. 21st hour if the peak load is between 20:00 CET to 21:00 CET)
PART C : DATA FOR SEVERE CONDITIONS
17 | Non-usable capacity at reference point (all power stations including mothballed, authorization & technical & legal constraints, energy source unavailability etc. ) |  |  | 2.553 | 2.5526 | 2.5512 | 2.5482 | 2.546 | 2.543 | 2.543 | 2.5624 | 2.5689 | 2.5668 | 2.5682 | 2.5565 | 2.5546 | 2.5712 | 2.6067 | 2.6613 | 2.6733 | 2.6856
17a | of which nuclear |  |  | 0.16 | 0.16 | 0.16 | 0.16 | 0.16 | 0.16 | 0.16 | 0.16 | 0.16 | 0.16 | 0.16 | 0.16 | 0.16 | 0.16 | 0.16 | 0.16 | 0.16 | 0.16
17b | of which Lignite
17c | of which Hard Coal
17d | of which Gas |  |  | 0.42 | 0.42 | 0.42 | 0.42 | 0.42 | 0.42 | 0.42 | 0.42 | 0.42 | 0.42 | 0.42 | 0.42 | 0.42 | 0.42 | 0.42 | 0.42 | 0.42 | 0.42
17e | of which Oil
17f | of which Oil Shale
17g | of which Mixed Fuels |  |  | 0.43447 | 0.43447 | 0.43447 | 0.43447 | 0.43447 | 0.43447 | 0.43447 | 0.43447 | 0.43447 | 0.43447 | 0.43447 | 0.43447 | 0.43447 | 0.43447 | 0.43447 | 0.43447 | 0.43447 | 0.43447
17h | of which onshore wind |  |  | 0.0031298 | 0.0031324 | 0.0031351 | 0.0031258 | 0.0031268 | 0.0031306 | 0.0031348 | 0.0031359 | 0.0031365 | 0.0031336 | 0.0031381 | 0.0031388 | 0.0031376 | 0.0031357 | 0.0031329 | 0.0031309 | 0.0031346 | 0.0031344
17i | of which offshore wind |  |  | 0 | 0 | 0 | 0 | 0 | 0 | 0 | 0 | 0 | 0 | 0 | 0 | 0 | 0 | 0 | 0 | 0 | 0
17j | of which Solar |  |  | 0.28295 | 0.28258 | 0.28113 | 0.27818 | 0.27602 | 0.27297 | 0.27293 | 0.29242 | 0.29889 | 0.29675 | 0.29818 | 0.28643 | 0.28456 | 0.30122 | 0.33663 | 0.39127 | 0.40327 | 0.41561
17k | of which Biomass
17l | of which other RES (apart from hydro)
17m | Hydro power (total) |  |  | 1.2524 | 1.2524 | 1.2524 | 1.2524 | 1.2524 | 1.2524 | 1.2524 | 1.2524 | 1.2524 | 1.2524 | 1.2524 | 1.2524 | 1.2524 | 1.2524 | 1.2524 | 1.2524 | 1.2524 | 1.2524
17n | of which renewable hydro generation
17o | of which other non-RES (incl. not clearly identifiable energy sources)
18 | Available capacity (18 = 6 - (7 + 17)) |  |  | 4.083 | 4.5443 | 4.5458 | 5.0167 | 5.0189 | 5.0929 | 5.0491 | 5.0296 | 5.0231 | 5.0253 | 5.0238 | 5.0356 | 5.0374 | 5.0208 | 4.9854 | 4.9307 | 4.9187 | 4.4803
19 | Outages: average expected value (all power stations) under SEVERE conditions |  |  | 0.15169 | 0.17318 | 0.17318 | 0.1953 | 0.1953 | 0.20169 | 0.19785 | 0.19785 | 0.19785 | 0.19785 | 0.19785 | 0.19785 | 0.19785 | 0.19785 | 0.19785 | 0.19785 | 0.19785 | 0.17819
20 | System services reserve (one hour ahead of real time) under SEVERE conditions |  |  | 0.777 | 0.777 | 0.777 | 0.777 | 0.777 | 0.777 | 0.777 | 0.777 | 0.777 | 0.772 | 0.772 | 0.777 | 0.777 | 0.777 | 0.777 | 0.782 | 0.787 | 0.787
21 | Reliably available capacity under SEVERE conditions (21 = 18 - (19 + 20)) |  |  | 3.1543 | 3.5942 | 3.5956 | 4.0444 | 4.0466 | 4.1142 | 4.0742 | 4.0547 | 4.0483 | 4.0554 | 4.054 | 4.0607 | 4.0626 | 4.0459 | 4.0105 | 3.9509 | 3.9339 | 3.5151
22 | Load at reference point in time (19:00 CET) under SEVERE conditions |  |  | 3.5536 | 3.5991 | 3.6627 | 3.6689 | 3.664 | 3.5756 | 3.604 | 3.5361 | 3.504 | 3.5173 | 3.4835 | 3.6405 | 3.5515 | 3.7139 | 3.7523 | 3.7779 | 3.887 | 3.895
23 | Load reduction / load management and strategic reserves available at reference point in time (19:00 CET) under SEVERE conditions |  |  | 0.07 | 0.07 | 0.07 | 0.07 | 0.07 | 0.07 | 0.07 | 0.07 | 0.07 | 0.07 | 0.065 | 0.07 | 0.07 | 0.07 | 0.07 | 0.07 | 0.07 | 0.07
24 | Net weekly peak load for SEVERE conditions (24 = 22-23) |  |  | 3.4836 | 3.5291 | 3.5927 | 3.5989 | 3.594 | 3.5056 | 3.534 | 3.4661 | 3.434 | 3.4473 | 3.4185 | 3.5705 | 3.4815 | 3.6439 | 3.6823 | 3.7079 | 3.817 | 3.825
25 | Remaining capacity for SEVERE conditions (25 = 21-24) |  |  | -0.32937 | 0.06505 | 0.0029245 | 0.44554 | 0.45264 | 0.60867 | 0.5402 | 0.5886 | 0.61428 | 0.60806 | 0.63543 | 0.49018 | 0.58106 | 0.402 | 0.32827 | 0.24296 | 0.11689 | -0.30989
C1 | Weekly peak load under SEVERE conditions (unrestricted reference point in time) |  |  | 3.5536 | 3.5991 | 3.6627 | 3.6689 | 3.664 | 3.5756 | 3.604 | 3.5361 | 3.504 | 3.5173 | 3.4835 | 3.6405 | 3.5515 | 3.7139 | 3.7523 | 3.7779 | 3.7779 | 3.7779
C2 | Daily hour of expected weekly peak load (e.g. 21st hour if the peak load is between 20:00 CET to 21:00 CET)
PART D: ADDITIONAL INFORMATION FOR INTERCONNECTORS
31 | Simultaneous importable capacity |  | From | 3.3 | 3.3 | 3.3 | 3.3 | 3.3 | 3.3 | 3.3 | 3.3 | 3.3 | 2.5 | 2.5 | 2.5 | 2.9 | 2.9 | 2.9 | 2.5 | 3 | 3.3
32 | Simultaneous exportable capacity |  | To | 2.9 | 2.9 | 2.9 | 2.9 | 2.9 | 2.9 | 2.9 | 2.9 | 2.9 | 2.5 | 2.5 | 2.5 | 2.5 | 2.5 | 2.5 | 2.5 | 2.5 | 2.9

## SI
Summer Outlook Report 2016 | [21 empty] | Downward load factors modified
| Power Data (all entries are assumed to be >0) |  |  | Countrycode: |  | SI
| (Net values in GW, at a synchronous time every week) |  |  | Countryname: |  | Slovenia
| The dates are related to Wednesday of each week |  |  | 2016-06-01 | 2016-06-08 | 2016-06-15 | 2016-06-22 | 2016-06-29 | 2016-07-06 | 2016-07-13 | 2016-07-20 | 2016-07-27 | 2016-08-03 | 2016-08-10 | 2016-08-17 | 2016-08-24 | 2016-08-31 | 2016-09-07 | 2016-09-14 | 2016-09-21 | 2016-09-28
| WEEK |  |  | 22 | 23 | 24 | 25 | 26 | 27 | 28 | 29 | 30 | 31 | 32 | 33 | 34 | 35 | 36 | 37 | 38 | 39
| Time (CET) |  |  | 12:00 | 12:00 | 12:00 | 12:00 | 12:00 | 12:00 | 12:00 | 12:00 | 12:00 | 12:00 | 12:00 | 12:00 | 12:00 | 12:00 | 12:00 | 12:00 | 12:00 | 12:00
Line | PART A : INDIGINEOUS NATIONAL GENERATION | Severe Average Outage Rate | Normal Average Outage Rate
Net generating capacity:
1 | Nuclear Power | 0% | 0% | 0.696 | 0.696 | 0.696 | 0.696 | 0.696 | 0.696 | 0.696 | 0.696 | 0.696 | 0.696 | 0.696 | 0.696 | 0.696 | 0.696 | 0.696 | 0.696 | 0.696 | 0.696
2 | Fossil Fuels |  |  | 1.4766 | 1.4766 | 1.4766 | 1.4766 | 1.4766 | 1.4766 | 1.4766 | 1.4766 | 1.4766 | 1.4766 | 1.4766 | 1.4766 | 1.4766 | 1.4766 | 1.4766 | 1.4766 | 1.4766 | 1.4766
2a | of which Lignite | 3% | 3% | 0.928 | 0.928 | 0.928 | 0.928 | 0.928 | 0.928 | 0.928 | 0.928 | 0.928 | 0.928 | 0.928 | 0.928 | 0.928 | 0.928 | 0.928 | 0.928 | 0.928 | 0.928
2b | of which Hard Coal | 2% | 2%
2c | of which Gas | 3% | 3% | 0.54858 | 0.54858 | 0.54858 | 0.54858 | 0.54858 | 0.54858 | 0.54858 | 0.54858 | 0.54858 | 0.54858 | 0.54858 | 0.54858 | 0.54858 | 0.54858 | 0.54858 | 0.54858 | 0.54858 | 0.54858
2d | of which Oil | 9% | 9%
2e | of which Oil Shale | 8.75% | 8.75%
2f | of which Mixed Fuels | 0% | 0%
3 | Renewable Energy Sources (other than hydro) |  |  | 0.2833 | 0.2833 | 0.2833 | 0.2833 | 0.2833 | 0.2833 | 0.2833 | 0.2833 | 0.2833 | 0.2833 | 0.2833 | 0.2833 | 0.2833 | 0.2833 | 0.2833 | 0.2833 | 0.2833 | 0.2833
3a | of which onshore wind | 0% | 0% | 0.003 | 0.003 | 0.003 | 0.003 | 0.003 | 0.003 | 0.003 | 0.003 | 0.003 | 0.003 | 0.003 | 0.003 | 0.003 | 0.003 | 0.003 | 0.003 | 0.003 | 0.003
3b | of which offshore wind | 0% | 0%
3c | of which Solar (PV) | 0% | 0% | 0.2634 | 0.2634 | 0.2634 | 0.2634 | 0.2634 | 0.2634 | 0.2634 | 0.2634 | 0.2634 | 0.2634 | 0.2634 | 0.2634 | 0.2634 | 0.2634 | 0.2634 | 0.2634 | 0.2634 | 0.2634
3d | of which Biomass | 0% | 0% | 0.0169 | 0.0169 | 0.0169 | 0.0169 | 0.0169 | 0.0169 | 0.0169 | 0.0169 | 0.0169 | 0.0169 | 0.0169 | 0.0169 | 0.0169 | 0.0169 | 0.0169 | 0.0169 | 0.0169 | 0.0169
3e | of which other RES (apart from hydro, including tidal, wave, geothermal, waste renewable, CSP,…) | 0% | 0%
4 | Hydro power (total) | 0% | 0% | 1.2327 | 1.2327 | 1.2327 | 1.2327 | 1.2327 | 1.2327 | 1.2327 | 1.2327 | 1.2327 | 1.2327 | 1.2327 | 1.2327 | 1.2327 | 1.2327 | 1.2327 | 1.2327 | 1.2327 | 1.2327
4a | of which renewable hydro generation |  |  | 1.0527 | 1.0527 | 1.0527 | 1.0527 | 1.0527 | 1.0527 | 1.0527 | 1.0527 | 1.0527 | 1.0527 | 1.0527 | 1.0527 | 1.0527 | 1.0527 | 1.0527 | 1.0527 | 1.0527 | 1.0527
5 | Other non-RES (incl. not clearly identifiable energy sources) | 0% | 0% | 0.0398 | 0.0398 | 0.0398 | 0.0398 | 0.0398 | 0.0398 | 0.0398 | 0.0398 | 0.0398 | 0.0398 | 0.0398 | 0.0398 | 0.0398 | 0.0398 | 0.0398 | 0.0398 | 0.0398 | 0.0398
6 | Net generating capacity (6 = 1+2+3+4+5) |  |  | 3.7284 | 3.7284 | 3.7284 | 3.7284 | 3.7284 | 3.7284 | 3.7284 | 3.7284 | 3.7284 | 3.7284 | 3.7284 | 3.7284 | 3.7284 | 3.7284 | 3.7284 | 3.7284 | 3.7284 | 3.7284
7 | Maintenance & Overhauls (all power stations) |  |  | 0.0625 | 0.0625 | 0.0625 | 0.0625 | 0.0495 | 0.0495 | 0.0495 | 0.0495 | 0.0495 | 0.0995 | 0.0995 | 0.0995 | 0.1655 | 0.213 | 0.1315 | 0.1715 | 0.1715 | 0.2375
7a | of which nuclear
7b | of which Lignite |  |  | 0.042 | 0.042 | 0.042 | 0.042 | 0.042 | 0.042 | 0.042 | 0.042 | 0.042 | 0.092 | 0.092 | 0.092 | 0.092 | 0.092 | 0.05 | 0.05 | 0.05 | 0.05
7c | of which Hard Coal
7d | of which Gas |  |  | 2016-09-14: 0.114; 2016-09-21: 0.114
7e | of which Oil
7f | of which Oil Shale
7g | of which Mixed Fuels
7h | of which onshore wind
7i | of which offshore wind
7j | of which Solar (PV)
7k | of which Biomass
7l | of which other RES (NO hydro, including tidal, wave, geothermal, waste renewable, CSP,…)
7m | Hydro power (total) |  |  | 0.0205 | 0.0205 | 0.0205 | 0.0205 | 0.0075 | 0.0075 | 0.0075 | 0.0075 | 0.0075 | 0.0075 | 0.0075 | 0.0075 | 0.0735 | 0.121 | 0.0815 | 0.0075 | 0.0075 | 0.1875
7n | of which renewable hydro generation |  |  | 0.0205 | 0.0205 | 0.0205 | 0.0205 | 0.0075 | 0.0075 | 0.0075 | 0.0075 | 0.0075 | 0.0075 | 0.0075 | 0.0075 | 0.0735 | 0.121 | 0.0815 | 0.0075 | 0.0075 | 0.0075
7o | of which other non-RES (including CHP non-renewable, waste non-renewable and other not clearly identified generation )
PART B : DATA UNDER NORMAL CONDITIONS
8 | Non-usable capacity at reference point (all power stations including mothballed, authorization & technical & legal constraints, energy source unavailability etc. ) |  |  | 0.52587 | 0.57365 | 0.56424 | 0.51948 | 0.6177 | 0.60145 | 0.69791 | 0.63402 | 0.63668 | 0.70908 | 0.63071 | 0.6921 | 0.6754 | 0.6772 | 0.64649 | 0.70396 | 0.7029 | 0.68858
8a | of which nuclear
8b | of which Lignite
8c | of which Hard Coal
8d | of which Gas
8e | of which Oil
8f | of which Oil Shale
8g | of which Mixed Fuels
8h | of which onshore wind |  |  | 0.0028417 | 0.0028637 | 0.0029153 | 0.0029208 | 0.0029008 | 0.002899 | 0.0028972 | 0.0028857 | 0.0028855 | 0.0028928 | 0.0029237 | 0.0029458 | 0.0029053 | 0.0028417 | 0.002827 | 0.0028183 | 0.0027837 | 0.0028025
8i | of which offshore wind |  |  | 0 | 0 | 0 | 0 | 0 | 0 | 0 | 0 | 0 | 0 | 0 | 0 | 0 | 0 | 0 | 0 | 0 | 0
8j | of which Solar |  |  | 0.11267 | 0.11398 | 0.11432 | 0.11504 | 0.1141 | 0.11437 | 0.1156 | 0.11485 | 0.11499 | 0.11667 | 0.11947 | 0.12014 | 0.12184 | 0.12192 | 0.12203 | 0.12729 | 0.13379 | 0.14194
8k | of which Biomass
8l | of which other RES (apart from hydro)
8m | Hydro power (total) |  |  | 0.41036 | 0.4568 | 0.447 | 0.40152 | 0.5007 | 0.48419 | 0.57941 | 0.51629 | 0.51881 | 0.58952 | 0.50832 | 0.56902 | 0.55066 | 0.55244 | 0.52164 | 0.57385 | 0.56632 | 0.54384
8n | of which renewable hydro generation |  |  | 0.38024 | 0.37544 | 0.38948 | 0.3488 | 0.41966 | 0.42678 | 0.49757 | 0.45775 | 0.43648 | 0.48573 | 0.42154 | 0.46151 | 0.46451 | 0.46499 | 0.44215 | 0.41666 | 0.41485 | 0.41192
8o | of which other non-RES (incl. not clearly identifiable energy sources)
9 | Available capacity (9 = 6 - (7 + 8)) |  |  | 3.14 | 3.0922 | 3.1016 | 3.1464 | 3.0612 | 3.0774 | 2.9809 | 3.0448 | 3.0422 | 2.9198 | 2.9981 | 2.9367 | 2.8874 | 2.8381 | 2.9504 | 2.8529 | 2.854 | 2.8023
10 | Outages: average expected value (all power stations) |  |  | 0.043037 | 0.043037 | 0.043037 | 0.043037 | 0.043037 | 0.043037 | 0.043037 | 0.043037 | 0.043037 | 0.041537 | 0.041537 | 0.041537 | 0.041537 | 0.041537 | 0.042797 | 0.039377 | 0.039377 | 0.042797
11 | System services reserve (one hour ahead of real time) |  |  | 0.408 | 0.408 | 0.408 | 0.408 | 0.408 | 0.408 | 0.408 | 0.408 | 0.408 | 0.408 | 0.408 | 0.408 | 0.408 | 0.408 | 0.408 | 0.408 | 0.408 | 0.408
12 | Reliably available capacity (12 = 9 - (10 + 11)) |  |  | 2.6889 | 2.6412 | 2.6506 | 2.6953 | 2.6101 | 2.6264 | 2.5299 | 2.5938 | 2.5911 | 2.4702 | 2.5486 | 2.4872 | 2.4379 | 2.3886 | 2.4996 | 2.4055 | 2.4066 | 2.3515
13 | Load at reference point in time |  |  | 1.8673 | 1.8382 | 1.8072 | 1.7253 | 1.7801 | 2.0955 | 1.9372 | 2.005 | 1.7401 | 1.5922 | 1.6692 | 1.823 | 1.7807 | 1.9732 | 1.8859 | 1.9863 | 1.8612 | 1.929
13b | Population average daily (24h) temperature (degrees Celsius) |  |  | 16.86 | 17.65 | 18.37 | 19 | 19.53 | 19.96 | 20.26 | 20.44 | 20.48 | 20.38 | 20.14 | 19.74 | 19.19 | 18.49 | 17.65 | 16.67 | 15.56 | 14.33
14 | Load reduction / load management and strategic reserves available at reference point in time
15 | Net weekly load at reference point in time (15 = 13-14) |  |  | 1.8673 | 1.8382 | 1.8072 | 1.7253 | 1.7801 | 2.0955 | 1.9372 | 2.005 | 1.7401 | 1.5922 | 1.6692 | 1.823 | 1.7807 | 1.9732 | 1.8859 | 1.9863 | 1.8612 | 1.929
16 | Remaining capacity at reference point in time (16 = 12- 15) |  |  | 0.82161 | 0.80295 | 0.84336 | 0.97 | 0.82998 | 0.53084 | 0.59275 | 0.58879 | 0.85103 | 0.87807 | 0.87943 | 0.66417 | 0.65724 | 0.41542 | 0.61365 | 0.41923 | 0.54539 | 0.42246
B1 | Weekly peak load (unrestricted reference point in time) |  |  | 1.9571 | 1.9575 | 1.9213 | 1.9807 | 1.9257 | 2.0955 | 2.0287 | 2.0859 | 1.8193 | 1.6825 | 1.8023 | 1.9399 | 1.919 | 1.9976 | 1.913 | 1.9863 | 1.9033 | 1.9881
B2 | Daily hour of expected weekly peak load (e.g. 21st hour if the peak load is between 20:00 CET to 21:00 CET) |  |  | 13st | 12st | 12st | 13st | 13st | 12st | 13st | 13st | 13st | 13st | 13st | 13st | 13st | 13st | 13st | 12st | 13st | 20st
PART C : DATA FOR SEVERE CONDITIONS
17 | Non-usable capacity at reference point (all power stations including mothballed, authorization & technical & legal constraints, energy source unavailability etc. ) |  |  | 0.80601 | 0.83464 | 0.81826 | 0.78828 | 0.85815 | 0.84736 | 0.91402 | 0.87149 | 0.8686 | 0.92615 | 0.88325 | 0.92099 | 0.91684 | 0.92878 | 0.90423 | 0.96388 | 0.9767 | 0.97144
17a | of which nuclear
17b | of which Lignite
17c | of which Hard Coal
17d | of which Gas
17e | of which Oil
17f | of which Oil Shale
17g | of which Mixed Fuels
17h | of which onshore wind |  |  | 0.002996 | 0.002997 | 0.0029985 | 0.0029968 | 0.0029958 | 0.0029968 | 0.0029968 | 0.0029977 | 0.002998 | 0.0029967 | 0.0029988 | 0.002999 | 0.0029972 | 0.0029945 | 0.0029913 | 0.0029917 | 0.0029955 | 0.0029962
17i | of which offshore wind |  |  | 0 | 0 | 0 | 0 | 0 | 0 | 0 | 0 | 0 | 0 | 0 | 0 | 0 | 0 | 0 | 0 | 0 | 0
17j | of which Solar |  |  | 0.14596 | 0.14208 | 0.13256 | 0.13442 | 0.13487 | 0.13563 | 0.13563 | 0.13729 | 0.13264 | 0.14069 | 0.15462 | 0.14988 | 0.15858 | 0.16928 | 0.16629 | 0.18939 | 0.20747 | 0.21795
17k | of which Biomass
17l | of which other RES (apart from hydro)
17m | Hydro power (total) |  |  | 0.65705 | 0.68956 | 0.6827 | 0.65087 | 0.72029 | 0.70873 | 0.77539 | 0.7312 | 0.73297 | 0.78247 | 0.72562 | 0.76811 | 0.75526 | 0.75651 | 0.73495 | 0.7715 | 0.76622 | 0.75049
17n | of which renewable hydro generation |  |  | 0.58197 | 0.57861 | 0.58844 | 0.55996 | 0.60956 | 0.61455 | 0.6641 | 0.63623 | 0.62134 | 0.65581 | 0.61088 | 0.63886 | 0.64096 | 0.6413 | 0.62531 | 0.60747 | 0.6062 | 0.60415
17o | of which other non-RES (incl. not clearly identifiable energy sources)
18 | Available capacity (18 = 6 - (7 + 17)) |  |  | 2.8598 | 2.8312 | 2.8476 | 2.8776 | 2.8207 | 2.8315 | 2.7648 | 2.8074 | 2.8102 | 2.7027 | 2.7456 | 2.7079 | 2.646 | 2.5866 | 2.6926 | 2.593 | 2.5802 | 2.5194
19 | Outages: average expected value (all power stations) under SEVERE conditions |  |  | 0.043037 | 0.043037 | 0.043037 | 0.043037 | 0.043037 | 0.043037 | 0.043037 | 0.043037 | 0.043037 | 0.041537 | 0.041537 | 0.041537 | 0.041537 | 0.041537 | 0.042797 | 0.039377 | 0.039377 | 0.042797
20 | System services reserve (one hour ahead of real time) under SEVERE conditions |  |  | 0.408 | 0.408 | 0.408 | 0.408 | 0.408 | 0.408 | 0.408 | 0.408 | 0.408 | 0.408 | 0.408 | 0.408 | 0.408 | 0.408 | 0.408 | 0.408 | 0.408 | 0.408
21 | Reliably available capacity under SEVERE conditions (21 = 18 - (19 + 20)) |  |  | 2.4088 | 2.3802 | 2.3966 | 2.4265 | 2.3697 | 2.3805 | 2.3138 | 2.3563 | 2.3592 | 2.2532 | 2.2961 | 2.2583 | 2.1965 | 2.137 | 2.2418 | 2.1456 | 2.1328 | 2.0686
22 | Load at reference point in time (19:00 CET) under SEVERE conditions |  |  | 1.9607 | 1.9301 | 1.8976 | 1.8116 | 1.8691 | 2.2003 | 2.034 | 2.1053 | 1.8271 | 1.6718 | 1.7526 | 1.9142 | 1.8697 | 2.0718 | 1.9802 | 2.0856 | 1.9542 | 2.0255
23 | Load reduction / load management and strategic reserves available at reference point in time (19:00 CET) under SEVERE conditions
24 | Net weekly peak load for SEVERE conditions (24 = 22-23) |  |  | 1.9607 | 1.9301 | 1.8976 | 1.8116 | 1.8691 | 2.2003 | 2.034 | 2.1053 | 1.8271 | 1.6718 | 1.7526 | 1.9142 | 1.8697 | 2.0718 | 1.9802 | 2.0856 | 1.9542 | 2.0255
25 | Remaining capacity for SEVERE conditions (25 = 21-24) |  |  | 0.44811 | 0.45005 | 0.49898 | 0.61493 | 0.50052 | 0.18016 | 0.27978 | 0.25106 | 0.53211 | 0.58139 | 0.54343 | 0.34412 | 0.32677 | 0.065184 | 0.26161 | 0.059988 | 0.17853 | 0.043153
C1 | Weekly peak load under SEVERE conditions (unrestricted reference point in time) |  |  | 2.055 | 2.0554 | 2.0174 | 2.0798 | 2.022 | 2.2003 | 2.1302 | 2.1902 | 1.9103 | 1.7666 | 1.8924 | 2.0369 | 2.015 | 2.0975 | 2.0086 | 2.0856 | 1.9985 | 2.0875
C2 | Daily hour of expected weekly peak load (e.g. 21st hour if the peak load is between 20:00 CET to 21:00 CET) |  |  | 13st | 12st | 12st | 13st | 13st | 12st | 13st | 13st | 13st | 13st | 13st | 13st | 13st | 13st | 13st | 12st | 13st | 20st
PART D: ADDITIONAL INFORMATION FOR INTERCONNECTORS
31 | Simultaneous importable capacity |  | From | 3.07 | 3.07 | 3.07 | 3.07 | 3.07 | 3.07 | 3.07 | 3.07 | 3.07 | 3.07 | 2.7 | 3.07 | 3.07 | 3.07 | 3.07 | 3.07 | 3.07 | 3.07
32 | Simultaneous exportable capacity |  | To | 2.623 | 2.965 | 2.965 | 2.965 | 2.965 | 2.965 | 2.965 | 2.965 | 2.965 | 2.965 | 2.55 | 2.796 | 2.965 | 2.965 | 2.965 | 2.965 | 2.965 | 2.965

## SE
Summer Outlook Report 2016 | [21 empty] | Downward load factors modified
| Power Data (all entries are assumed to be >0) |  |  | Countrycode: |  | SE
| (Net values in GW, at a synchronous time every week) |  |  | Countryname: |  | Sweden
| The dates are related to Wednesday of each week |  |  | 2016-06-01 | 2016-06-08 | 2016-06-15 | 2016-06-22 | 2016-06-29 | 2016-07-06 | 2016-07-13 | 2016-07-20 | 2016-07-27 | 2016-08-03 | 2016-08-10 | 2016-08-17 | 2016-08-24 | 2016-08-31 | 2016-09-07 | 2016-09-14 | 2016-09-21 | 2016-09-28
| WEEK |  |  | 22 | 23 | 24 | 25 | 26 | 27 | 28 | 29 | 30 | 31 | 32 | 33 | 34 | 35 | 36 | 37 | 38 | 39
| Time (CET) |  |  | 12:00 | 12:00 | 12:00 | 12:00 | 12:00 | 12:00 | 12:00 | 12:00 | 12:00 | 12:00 | 12:00 | 12:00 | 12:00 | 12:00 | 12:00 | 12:00 | 12:00 | 12:00
Line | PART A : INDIGINEOUS NATIONAL GENERATION | Severe Average Outage Rate | Normal Average Outage Rate
Net generating capacity:
1 | Nuclear Power | 10% | 10% | 9.706 | 9.706 | 9.706 | 9.706 | 9.706 | 9.706 | 9.706 | 9.706 | 9.706 | 9.706 | 9.706 | 9.706 | 9.706 | 9.706 | 9.706 | 9.706 | 9.706 | 9.706
2 | Fossil Fuels |  |  | 4.4339 | 4.4339 | 4.4339 | 4.4339 | 4.4339 | 4.4339 | 4.4339 | 4.4339 | 4.4339 | 4.4339 | 4.4339 | 4.4339 | 4.4339 | 4.4339 | 4.4339 | 4.4339 | 4.4339 | 4.4339
2a | of which Lignite | 0% | 0% | 0 | 0 | 0 | 0 | 0 | 0 | 0 | 0 | 0 | 0 | 0 | 0 | 0 | 0 | 0 | 0 | 0 | 0
2b | of which Hard Coal | 10% | 10% | 0.09 | 0.09 | 0.09 | 0.09 | 0.09 | 0.09 | 0.09 | 0.09 | 0.09 | 0.09 | 0.09 | 0.09 | 0.09 | 0.09 | 0.09 | 0.09 | 0.09 | 0.09
2c | of which Gas | 10% | 10% | 0.872 | 0.872 | 0.872 | 0.872 | 0.872 | 0.872 | 0.872 | 0.872 | 0.872 | 0.872 | 0.872 | 0.872 | 0.872 | 0.872 | 0.872 | 0.872 | 0.872 | 0.872
2d | of which Oil | 10% | 10% | 3.3329 | 3.3329 | 3.3329 | 3.3329 | 3.3329 | 3.3329 | 3.3329 | 3.3329 | 3.3329 | 3.3329 | 3.3329 | 3.3329 | 3.3329 | 3.3329 | 3.3329 | 3.3329 | 3.3329 | 3.3329
2e | of which Oil Shale | 0% | 0% | 0 | 0 | 0 | 0 | 0 | 0 | 0 | 0 | 0 | 0 | 0 | 0 | 0 | 0 | 0 | 0 | 0 | 0
2f | of which Mixed Fuels | 10% | 10% | 0.139 | 0.139 | 0.139 | 0.139 | 0.139 | 0.139 | 0.139 | 0.139 | 0.139 | 0.139 | 0.139 | 0.139 | 0.139 | 0.139 | 0.139 | 0.139 | 0.139 | 0.139
3 | Renewable Energy Sources (other than hydro) |  |  | 9.915 | 9.915 | 9.915 | 9.915 | 9.915 | 9.915 | 9.915 | 9.915 | 9.915 | 9.915 | 9.915 | 9.915 | 9.915 | 9.915 | 9.915 | 9.915 | 9.915 | 9.915
3a | of which onshore wind | 0% | 0% | 6.12 | 6.12 | 6.12 | 6.12 | 6.12 | 6.12 | 6.12 | 6.12 | 6.12 | 6.12 | 6.12 | 6.12 | 6.12 | 6.12 | 6.12 | 6.12 | 6.12 | 6.12
3b | of which offshore wind | 0% | 0% | 0.21 | 0.21 | 0.21 | 0.21 | 0.21 | 0.21 | 0.21 | 0.21 | 0.21 | 0.21 | 0.21 | 0.21 | 0.21 | 0.21 | 0.21 | 0.21 | 0.21 | 0.21
3c | of which Solar (PV) | 0% | 0% | 0.103 | 0.103 | 0.103 | 0.103 | 0.103 | 0.103 | 0.103 | 0.103 | 0.103 | 0.103 | 0.103 | 0.103 | 0.103 | 0.103 | 0.103 | 0.103 | 0.103 | 0.103
3d | of which Biomass | 10% | 10% | 3.067 | 3.067 | 3.067 | 3.067 | 3.067 | 3.067 | 3.067 | 3.067 | 3.067 | 3.067 | 3.067 | 3.067 | 3.067 | 3.067 | 3.067 | 3.067 | 3.067 | 3.067
3e | of which other RES (apart from hydro, including tidal, wave, geothermal, waste renewable, CSP,…) | 10% | 10% | 0.415 | 0.415 | 0.415 | 0.415 | 0.415 | 0.415 | 0.415 | 0.415 | 0.415 | 0.415 | 0.415 | 0.415 | 0.415 | 0.415 | 0.415 | 0.415 | 0.415 | 0.415
4 | Hydro power (total) | 0% | 0% | 16.184 | 16.184 | 16.184 | 16.184 | 16.184 | 16.184 | 16.184 | 16.184 | 16.184 | 16.184 | 16.184 | 16.184 | 16.184 | 16.184 | 16.184 | 16.184 | 16.184 | 16.184
4a | of which renewable hydro generation |  |  | 16.184 | 16.184 | 16.184 | 16.184 | 16.184 | 16.184 | 16.184 | 16.184 | 16.184 | 16.184 | 16.184 | 16.184 | 16.184 | 16.184 | 16.184 | 16.184 | 16.184 | 16.184
5 | Other non-RES (incl. not clearly identifiable energy sources) | 0% | 0% | 0 | 0 | 0 | 0 | 0 | 0 | 0 | 0 | 0 | 0 | 0 | 0 | 0 | 0 | 0 | 0 | 0 | 0
6 | Net generating capacity (6 = 1+2+3+4+5) |  |  | 40.2389 | 40.2389 | 40.2389 | 40.2389 | 40.2389 | 40.2389 | 40.2389 | 40.2389 | 40.2389 | 40.2389 | 40.2389 | 40.2389 | 40.2389 | 40.2389 | 40.2389 | 40.2389 | 40.2389 | 40.2389
7 | Maintenance & Overhauls (all power stations) |  |  | 6.729 | 5.848 | 5.848 | 3.973 | 2.208 | 2.136 | 2.155 | 2.155 | 1.171 | 2.234 | 2.729 | 2.729 | 2.83 | 3.258 | 3.183 | 3.183 | 2.218 | 2.218
7a | of which nuclear |  |  | 5.389 | 4.508 | 4.508 | 3.388 | 1.988 | 1.849 | 1.849 | 1.849 | 0.865 | 1.928 | 1.928 | 1.928 | 1.928 | 1.928 | 1.928 | 1.928 | 1.063 | 1.063
7b | of which Lignite
7c | of which Hard Coal
7d | of which Gas |  |  | 2016-06-01: 0.26; 2016-06-08: 0.26; 2016-06-15: 0.26
7e | of which Oil |  |  | 2016-06-01: 0.335; 2016-06-08: 0.335; 2016-06-15: 0.335; 2016-08-31: 0.335; 2016-09-07: 0.335; 2016-09-14: 0.335; 2016-09-21: 0.335; 2016-09-28: 0.335
7f | of which Oil Shale
7g | of which Mixed Fuels
7h | of which onshore wind
7i | of which offshore wind
7j | of which Solar (PV)
7k | of which Biomass
7l | of which other RES (NO hydro, including tidal, wave, geothermal, waste renewable, CSP,…)
7m | Hydro power (total) |  |  | 0.745 | 0.745 | 0.745 | 0.585 | 0.22 | 0.287 | 0.306 | 0.306 | 0.306 | 0.306 | 0.801 | 0.801 | 0.902 | 0.995 | 0.92 | 0.92 | 0.82 | 0.82
7n | of which renewable hydro generation |  |  | 0.745 | 0.745 | 0.745 | 0.585 | 0.22 | 0.287 | 0.306 | 0.306 | 0.306 | 0.306 | 0.801 | 0.801 | 0.902 | 0.995 | 0.92 | 0.92 | 0.82 | 0.82
7o | of which other non-RES (including CHP non-renewable, waste non-renewable and other not clearly identified generation )
PART B : DATA UNDER NORMAL CONDITIONS
8 | Non-usable capacity at reference point (all power stations including mothballed, authorization & technical & legal constraints, energy source unavailability etc. ) |  |  | 10.645 | 10.7454 | 10.7015 | 10.6738 | 10.8522 | 10.9333 | 10.8291 | 10.8386 | 10.9809 | 11.0813 | 10.9925 | 10.9031 | 10.8567 | 10.7129 | 10.6076 | 10.4213 | 10.3887 | 10.5143
8a | of which nuclear |  |  | 0.638 | 0.638 | 0.638 | 0.638 | 0.638 | 0.638 | 0.638 | 0.638 | 0.638 | 0.638 | 0.638 | 0.638 | 0.638 | 0.638 | 0.638 | 0.638 | 0.638 | 0.638
8b | of which Lignite
8c | of which Hard Coal
8d | of which Gas
8e | of which Oil |  |  | 1.85 | 1.85 | 1.85 | 1.85 | 1.85 | 1.85 | 1.85 | 1.85 | 1.85 | 1.85 | 1.85 | 1.85 | 1.85 | 1.85 | 1.85 | 1.85 | 1.85 | 1.85
8f | of which Oil Shale
8g | of which Mixed Fuels
8h | of which onshore wind |  |  | 5.3414 | 5.439 | 5.3926 | 5.3656 | 5.5424 | 5.6146 | 5.5111 | 5.5169 | 5.6532 | 5.7528 | 5.6639 | 5.5694 | 5.523 | 5.3848 | 5.2773 | 5.0983 | 5.069 | 5.1856
8i | of which offshore wind |  |  | 0.1695 | 0.17193 | 0.17342 | 0.17231 | 0.17132 | 0.17735 | 0.17618 | 0.17773 | 0.18175 | 0.18193 | 0.1783 | 0.17977 | 0.17826 | 0.16972 | 0.168 | 0.15663 | 0.14953 | 0.1541
8j | of which Solar |  |  | 0.046079 | 0.046488 | 0.047396 | 0.047934 | 0.050467 | 0.053352 | 0.05389 | 0.056005 | 0.05796 | 0.058547 | 0.062263 | 0.065947 | 0.067464 | 0.07032 | 0.07436 | 0.078359 | 0.082161 | 0.086594
8k | of which Biomass |  |  | 0.12 | 0.12 | 0.12 | 0.12 | 0.12 | 0.12 | 0.12 | 0.12 | 0.12 | 0.12 | 0.12 | 0.12 | 0.12 | 0.12 | 0.12 | 0.12 | 0.12 | 0.12
8l | of which other RES (apart from hydro)
8m | Hydro power (total) |  |  | 2.48 | 2.48 | 2.48 | 2.48 | 2.48 | 2.48 | 2.48 | 2.48 | 2.48 | 2.48 | 2.48 | 2.48 | 2.48 | 2.48 | 2.48 | 2.48 | 2.48 | 2.48
8n | of which renewable hydro generation |  |  | 2.48 | 2.48 | 2.48 | 2.48 | 2.48 | 2.48 | 2.48 | 2.48 | 2.48 | 2.48 | 2.48 | 2.48 | 2.48 | 2.48 | 2.48 | 2.48 | 2.48 | 2.48
8o | of which other non-RES (incl. not clearly identifiable energy sources)
9 | Available capacity (9 = 6 - (7 + 8)) |  |  | 22.8649 | 23.6455 | 23.6894 | 25.5921 | 27.1787 | 27.1696 | 27.2548 | 27.2453 | 28.087 | 26.9236 | 26.5174 | 26.6068 | 26.5522 | 26.268 | 26.4483 | 26.6346 | 27.6322 | 27.5066
10 | Outages: average expected value (all power stations) |  |  | 0.90299 | 0.99109 | 0.99109 | 1.1626 | 1.3026 | 1.3165 | 1.3165 | 1.3165 | 1.4149 | 1.3086 | 1.3086 | 1.3086 | 1.3086 | 1.2751 | 1.2751 | 1.2751 | 1.3616 | 1.3616
11 | System services reserve (one hour ahead of real time) |  |  | 1.348 | 1.348 | 1.348 | 1.348 | 1.348 | 1.348 | 1.348 | 1.348 | 1.348 | 1.348 | 1.348 | 1.348 | 1.348 | 1.348 | 1.348 | 1.348 | 1.348 | 1.348
12 | Reliably available capacity (12 = 9 - (10 + 11)) |  |  | 20.6139 | 21.3064 | 21.3504 | 23.0815 | 24.5281 | 24.5051 | 24.5903 | 24.5808 | 25.3241 | 24.267 | 23.8608 | 23.9502 | 23.8956 | 23.6449 | 23.8252 | 24.0116 | 24.9226 | 24.797
13 | Load at reference point in time |  |  | 14.968 | 15.064 | 15.111 | 15.086 | 14.717 | 13.718 | 12.75 | 12.565 | 13.157 | 14.529 | 14.82 | 15.005 | 15.036 | 15.235 | 15.051 | 15.493 | 16.063 | 15.865
13b | Population average daily (24h) temperature (degrees Celsius) |  |  | 13.12 | 14.05 | 14.88 | 15.58 | 16.14 | 16.55 | 16.81 | 16.9 | 16.82 | 16.59 | 16.19 | 15.65 | 14.97 | 14.15 | 13.23 | 12.22 | 11.13 | 9.99
14 | Load reduction / load management and strategic reserves available at reference point in time |  |  | 0 | 0 | 0 | 0 | 0 | 0 | 0 | 0 | 0 | 0 | 0 | 0 | 0 | 0 | 0 | 0 | 0 | 0
15 | Net weekly load at reference point in time (15 = 13-14) |  |  | 14.968 | 15.064 | 15.111 | 15.086 | 14.717 | 13.718 | 12.75 | 12.565 | 13.157 | 14.529 | 14.82 | 15.005 | 15.036 | 15.235 | 15.051 | 15.493 | 16.063 | 15.865
16 | Remaining capacity at reference point in time (16 = 12- 15) |  |  | 5.6459 | 6.2424 | 6.2394 | 7.9955 | 9.8111 | 10.7871 | 11.8403 | 12.0158 | 12.1671 | 9.738 | 9.0408 | 8.9452 | 8.8596 | 8.4099 | 8.7742 | 8.5186 | 8.8596 | 8.932
B1 | Weekly peak load (unrestricted reference point in time) |  |  | 15.528 | 15.461 | 15.422 | 15.331 | 14.994 | 13.968 | 12.967 | 12.8 | 13.381 | 14.632 | 15.068 | 15.148 | 15.399 | 15.52 | 15.618 | 15.929 | 16.578 | 16.966
B2 | Daily hour of expected weekly peak load (e.g. 21st hour if the peak load is between 20:00 CET to 21:00 CET) |  |  | 10 | 12 | 11 | 12 | 11 | 11 | 11 | 11 | 11 | 11 | 11 | 10 | 11 | 10 | 10 | 8 | 10 | 8
PART C : DATA FOR SEVERE CONDITIONS
17 | Non-usable capacity at reference point (all power stations including mothballed, authorization & technical & legal constraints, energy source unavailability etc. ) |  |  | 11.2853 | 11.3114 | 11.2992 | 11.3184 | 11.3589 | 11.3659 | 11.3498 | 11.368 | 11.3934 | 11.4079 | 11.3812 | 11.3954 | 11.388 | 11.3665 | 11.351 | 11.2239 | 11.2081 | 11.2384
17a | of which nuclear |  |  | 0.638 | 0.638 | 0.638 | 0.638 | 0.638 | 0.638 | 0.638 | 0.638 | 0.638 | 0.638 | 0.638 | 0.638 | 0.638 | 0.638 | 0.638 | 0.638 | 0.638 | 0.638
17b | of which Lignite
17c | of which Hard Coal
17d | of which Gas
17e | of which Oil |  |  | 1.85 | 1.85 | 1.85 | 1.85 | 1.85 | 1.85 | 1.85 | 1.85 | 1.85 | 1.85 | 1.85 | 1.85 | 1.85 | 1.85 | 1.85 | 1.85 | 1.85 | 1.85
17f | of which Oil Shale
17g | of which Mixed Fuels
17h | of which onshore wind |  |  | 5.9369 | 5.96 | 5.9489 | 5.9678 | 6.0014 | 6.0065 | 5.9913 | 6.0043 | 6.0282 | 6.0417 | 6.0126 | 6.0233 | 6.0141 | 5.9887 | 5.973 | 5.8454 | 5.8325 | 5.8579
17i | of which offshore wind |  |  | 0.19838 | 0.20119 | 0.20252 | 0.20135 | 0.20233 | 0.2023 | 0.2 | 0.20301 | 0.20493 | 0.20467 | 0.20314 | 0.20373 | 0.20188 | 0.20207 | 0.20056 | 0.19796 | 0.19386 | 0.19552
17j | of which Solar |  |  | 0.062069 | 0.062211 | 0.059711 | 0.061311 | 0.067184 | 0.069111 | 0.070419 | 0.072613 | 0.07223 | 0.073554 | 0.077502 | 0.080377 | 0.084022 | 0.087731 | 0.089425 | 0.092567 | 0.093718 | 0.097003
17k | of which Biomass |  |  | 0.12 | 0.12 | 0.12 | 0.12 | 0.12 | 0.12 | 0.12 | 0.12 | 0.12 | 0.12 | 0.12 | 0.12 | 0.12 | 0.12 | 0.12 | 0.12 | 0.12 | 0.12
17l | of which other RES (apart from hydro)
17m | Hydro power (total) |  |  | 2.48 | 2.48 | 2.48 | 2.48 | 2.48 | 2.48 | 2.48 | 2.48 | 2.48 | 2.48 | 2.48 | 2.48 | 2.48 | 2.48 | 2.48 | 2.48 | 2.48 | 2.48
17n | of which renewable hydro generation |  |  | 2.48 | 2.48 | 2.48 | 2.48 | 2.48 | 2.48 | 2.48 | 2.48 | 2.48 | 2.48 | 2.48 | 2.48 | 2.48 | 2.48 | 2.48 | 2.48 | 2.48 | 2.48
17o | of which other non-RES (incl. not clearly identifiable energy sources)
18 | Available capacity (18 = 6 - (7 + 17)) |  |  | 22.2246 | 23.0795 | 23.0917 | 24.9475 | 26.672 | 26.737 | 26.7341 | 26.7159 | 27.6745 | 26.597 | 26.1287 | 26.1145 | 26.0209 | 25.6144 | 25.7049 | 25.832 | 26.8128 | 26.7825
19 | Outages: average expected value (all power stations) under SEVERE conditions |  |  | 0.90299 | 0.99109 | 0.99109 | 1.1626 | 1.3026 | 1.3165 | 1.3165 | 1.3165 | 1.4149 | 1.3086 | 1.3086 | 1.3086 | 1.3086 | 1.2751 | 1.2751 | 1.2751 | 1.3616 | 1.3616
20 | System services reserve (one hour ahead of real time) under SEVERE conditions |  |  | 1.348 | 1.348 | 1.348 | 1.348 | 1.348 | 1.348 | 1.348 | 1.348 | 1.348 | 1.348 | 1.348 | 1.348 | 1.348 | 1.348 | 1.348 | 1.348 | 1.348 | 1.348
21 | Reliably available capacity under SEVERE conditions (21 = 18 - (19 + 20)) |  |  | 19.9736 | 20.7404 | 20.7526 | 22.4369 | 24.0214 | 24.0725 | 24.0697 | 24.0515 | 24.9116 | 23.9404 | 23.4721 | 23.4579 | 23.3643 | 22.9913 | 23.0819 | 23.2089 | 24.1032 | 24.0729
22 | Load at reference point in time (19:00 CET) under SEVERE conditions |  |  | 15.764 | 15.793 | 15.638 | 15.896 | 15.521 | 14.453 | 13.6 | 13.379 | 13.878 | 15.444 | 15.737 | 15.807 | 16.328 | 16.391 | 16.422 | 16.731 | 16.573 | 17.002
23 | Load reduction / load management and strategic reserves available at reference point in time (19:00 CET) under SEVERE conditions |  |  | 0 | 0 | 0 | 0 | 0 | 0 | 0 | 0 | 0 | 0 | 0 | 0 | 0 | 0 | 0 | 0 | 0 | 0
24 | Net weekly peak load for SEVERE conditions (24 = 22-23) |  |  | 15.764 | 15.793 | 15.638 | 15.896 | 15.521 | 14.453 | 13.6 | 13.379 | 13.878 | 15.444 | 15.737 | 15.807 | 16.328 | 16.391 | 16.422 | 16.731 | 16.573 | 17.002
25 | Remaining capacity for SEVERE conditions (25 = 21-24) |  |  | 4.2096 | 4.9474 | 5.1146 | 6.5409 | 8.5004 | 9.6195 | 10.4697 | 10.6725 | 11.0336 | 8.4964 | 7.7351 | 7.6509 | 7.0363 | 6.6003 | 6.6599 | 6.4779 | 7.5302 | 7.0709
C1 | Weekly peak load under SEVERE conditions (unrestricted reference point in time) |  |  | 16.26 | 17.67 | 16.428 | 15.919 | 15.76 | 15.139 | 13.653 | 13.849 | 14.083 | 15.572 | 16.358 | 16.166 | 17.087 | 17.039 | 16.788 | 17.537 | 17.572 | 17.898
C2 | Daily hour of expected weekly peak load (e.g. 21st hour if the peak load is between 20:00 CET to 21:00 CET) |  |  | 10 | 11 | 11 | 11 | 11 | 11 | 11 | 12 | 11 | 11 | 11 | 11 | 10 | 10 | 10 | 8 | 9 | 8
PART D: ADDITIONAL INFORMATION FOR INTERCONNECTORS
31 | Simultaneous importable capacity |  | From | 9.2 | 7.955 | 9 | 8.85 | 9.7 | 9.7 | 9.1 | 9.1 | 7.655 | 7.955 | 7.655 | 8.105 | 8.95 | 9.855 | 8.78 | 8.515 | 8.165 | 7.6
32 | Simultaneous exportable capacity |  | To | 9.59 | 7.395 | 9.59 | 9.19 | 9.24 | 9.04 | 9.19 | 9.19 | 7.895 | 7.515 | 7.695 | 7.895 | 9.39 | 9.59 | 8.395 | 8.31 | 7.86 | 8.01

## RS
Summer Outlook Report 2016 | [21 empty] | Downward load factors modified
| Power Data (all entries are assumed to be >0) |  |  | Countrycode: |  | RS
| (Net values in GW, at a synchronous time every week) |  |  | Countryname: |  | Serbia
| The dates are related to Wednesday of each week |  |  | 2016-06-01 | 2016-06-08 | 2016-06-15 | 2016-06-22 | 2016-06-29 | 2016-07-06 | 2016-07-13 | 2016-07-20 | 2016-07-27 | 2016-08-03 | 2016-08-10 | 2016-08-17 | 2016-08-24 | 2016-08-31 | 2016-09-07 | 2016-09-14 | 2016-09-21 | 2016-09-28
| WEEK |  |  | 22 | 23 | 24 | 25 | 26 | 27 | 28 | 29 | 30 | 31 | 32 | 33 | 34 | 35 | 36 | 37 | 38 | 39
| Time (CET) |  |  | 12:00 | 12:00 | 12:00 | 12:00 | 12:00 | 12:00 | 12:00 | 12:00 | 12:00 | 12:00 | 12:00 | 12:00 | 12:00 | 12:00 | 12:00 | 12:00 | 12:00 | 12:00
Line | PART A : INDIGINEOUS NATIONAL GENERATION | Severe Average Outage Rate | Normal Average Outage Rate
Net generating capacity:
1 | Nuclear Power | 5% | 5%
2 | Fossil Fuels |  |  | 5.549 | 5.549 | 5.549 | 5.549 | 5.549 | 5.549 | 5.549 | 5.549 | 5.549 | 5.549 | 5.549 | 5.549 | 5.549 | 5.549 | 5.549 | 5.549 | 5.549 | 5.549
2a | of which Lignite | 9% | 9% | 5.238 | 5.238 | 5.238 | 5.238 | 5.238 | 5.238 | 5.238 | 5.238 | 5.238 | 5.238 | 5.238 | 5.238 | 5.238 | 5.238 | 5.238 | 5.238 | 5.238 | 5.238
2b | of which Hard Coal | 9% | 9%
2c | of which Gas | 7% | 7% | 0.311 | 0.311 | 0.311 | 0.311 | 0.311 | 0.311 | 0.311 | 0.311 | 0.311 | 0.311 | 0.311 | 0.311 | 0.311 | 0.311 | 0.311 | 0.311 | 0.311 | 0.311
2d | of which Oil | 9% | 9%
2e | of which Oil Shale | 8.75% | 8.75%
2f | of which Mixed Fuels | 8.75% | 8.75%
3 | Renewable Energy Sources (other than hydro) |  |  | 0 | 0 | 0 | 0 | 0 | 0 | 0 | 0 | 0 | 0 | 0 | 0 | 0 | 0 | 0 | 0 | 0 | 0
3a | of which onshore wind | 0% | 0%
3b | of which offshore wind | 0% | 0%
3c | of which Solar (PV) | 0% | 0%
3d | of which Biomass | 0% | 0%
3e | of which other RES (apart from hydro, including tidal, wave, geothermal, waste renewable, CSP,…) | 0% | 0%
4 | Hydro power (total) | 0% | 0% | 3.0085 | 3.0085 | 3.0085 | 3.0085 | 3.0085 | 3.0085 | 3.0085 | 3.0085 | 3.0085 | 3.0085 | 3.0085 | 3.0085 | 3.0085 | 3.0085 | 3.0085 | 3.0155 | 3.0345 | 3.0345
4a | of which renewable hydro generation |  |  | 2.3885 | 2.3885 | 2.3885 | 2.3885 | 2.3885 | 2.3885 | 2.3885 | 2.3885 | 2.3885 | 2.3885 | 2.3885 | 2.3885 | 2.3885 | 2.3885 | 2.3885 | 2.3955 | 2.4145 | 2.4145
5 | Other non-RES (incl. not clearly identifiable energy sources) | 0% | 0%
6 | Net generating capacity (6 = 1+2+3+4+5) |  |  | 8.5575 | 8.5575 | 8.5575 | 8.5575 | 8.5575 | 8.5575 | 8.5575 | 8.5575 | 8.5575 | 8.5575 | 8.5575 | 8.5575 | 8.5575 | 8.5575 | 8.5575 | 8.5645 | 8.5835 | 8.5835
7 | Maintenance & Overhauls (all power stations) |  |  | 2.4445 | 2.3813 | 1.7953 | 1.6453 | 1.796 | 1.811 | 1.9706 | 1.9166 | 1.9166 | 1.885 | 1.8776 | 2.0252 | 1.7592 | 1.5822 | 1.3012 | 1.2747 | 1.0827 | 1.4802
7a | of which nuclear
7b | of which Lignite |  |  | 1.913 | 1.913 | 1.402 | 1.352 | 1.352 | 1.032 | 1.032 | 1.032 | 1.032 | 1.01 | 1.01 | 1.01 | 0.69 | 0.59 | 0.59 | 0.59 | 0.59 | 0.59
7c | of which Hard Coal
7d | of which Gas |  |  | 0.175 | 0.175 | 0.1 | 0 | 0 | 0 | 0 | 0 | 0 | 0 | 0 | 0 | 0 | 0 | 0 | 0 | 0 | 0
7e | of which Oil
7f | of which Oil Shale
7g | of which Mixed Fuels
7h | of which onshore wind
7i | of which offshore wind
7j | of which Solar (PV)
7k | of which Biomass
7l | of which other RES (NO hydro, including tidal, wave, geothermal, waste renewable, CSP,…)
7m | Hydro power (total) |  |  | 0.3565 | 0.29325 | 0.29325 | 0.29325 | 0.444 | 0.779 | 0.9386 | 0.8846 | 0.8846 | 0.875 | 0.8676 | 1.0152 | 1.0692 | 0.99217 | 0.71117 | 0.68467 | 0.4927 | 0.8902
7n | of which renewable hydro generation |  |  | 0.3565 | 0.29325 | 0.29325 | 0.29325 | 0.444 | 0.469 | 0.6286 | 0.5746 | 0.5746 | 0.255 | 0.5576 | 0.70517 | 0.75917 | 0.68217 | 0.71117 | 0.68467 | 0.4927 | 0.8902
7o | of which other non-RES (including CHP non-renewable, waste non-renewable and other not clearly identified generation )
PART B : DATA UNDER NORMAL CONDITIONS
8 | Non-usable capacity at reference point (all power stations including mothballed, authorization & technical & legal constraints, energy source unavailability etc. ) |  |  | 0.18 | 0.18 | 0.18 | 0.182 | 0.182 | 0.182 | 0.182 | 0.182 | 0.182 | 0.204 | 0.204 | 0.204 | 0.204 | 0.209 | 0.209 | 0.209 | 0.209 | 0.209
8a | of which nuclear
8b | of which Lignite |  |  | 0.164 | 0.164 | 0.164 | 0.166 | 0.166 | 0.166 | 0.166 | 0.166 | 0.166 | 0.188 | 0.188 | 0.188 | 0.188 | 0.193 | 0.193 | 0.193 | 0.193 | 0.193
8c | of which Hard Coal
8d | of which Gas |  |  | 0.016 | 0.016 | 0.016 | 0.016 | 0.016 | 0.016 | 0.016 | 0.016 | 0.016 | 0.016 | 0.016 | 0.016 | 0.016 | 0.016 | 0.016 | 0.016 | 0.016 | 0.016
8e | of which Oil
8f | of which Oil Shale
8g | of which Mixed Fuels
8h | of which onshore wind |  |  | 0 | 0 | 0 | 0 | 0 | 0 | 0 | 0 | 0 | 0 | 0 | 0 | 0 | 0 | 0 | 0 | 0 | 0
8i | of which offshore wind |  |  | 0 | 0 | 0 | 0 | 0 | 0 | 0 | 0 | 0 | 0 | 0 | 0 | 0 | 0 | 0 | 0 | 0 | 0
8j | of which Solar |  |  | 0 | 0 | 0 | 0 | 0 | 0 | 0 | 0 | 0 | 0 | 0 | 0 | 0 | 0 | 0 | 0 | 0 | 0
8k | of which Biomass
8l | of which other RES (apart from hydro)
8m | Hydro power (total)
8n | of which renewable hydro generation
8o | of which other non-RES (incl. not clearly identifiable energy sources)
9 | Available capacity (9 = 6 - (7 + 8)) |  |  | 5.933 | 5.9962 | 6.5822 | 6.7302 | 6.5795 | 6.5645 | 6.4049 | 6.4589 | 6.4589 | 6.4685 | 6.4759 | 6.3283 | 6.5943 | 6.7663 | 7.0473 | 7.0808 | 7.2918 | 6.8943
10 | Outages: average expected value (all power stations) |  |  | 0.29289 | 0.29289 | 0.34413 | 0.35545 | 0.35545 | 0.38425 | 0.38425 | 0.38425 | 0.38425 | 0.38425 | 0.38425 | 0.38425 | 0.41305 | 0.4216 | 0.4216 | 0.4216 | 0.4216 | 0.4216
11 | System services reserve (one hour ahead of real time) |  |  | 0.125 | 0.125 | 0.125 | 0.125 | 0.125 | 0.125 | 0.125 | 0.125 | 0.125 | 0.125 | 0.125 | 0.125 | 0.125 | 0.125 | 0.125 | 0.125 | 0.125 | 0.125
12 | Reliably available capacity (12 = 9 - (10 + 11)) |  |  | 5.5151 | 5.5783 | 6.1131 | 6.2498 | 6.099 | 6.0552 | 5.8956 | 5.9496 | 5.9496 | 5.9592 | 5.9666 | 5.8191 | 6.0563 | 6.2197 | 6.5007 | 6.5342 | 6.7452 | 6.3477
13 | Load at reference point in time |  |  | 4.396 | 4.362 | 4.41 | 4.342 | 4.282 | 4.367 | 4.467 | 4.434 | 4.26 | 4.335 | 4.357 | 4.283 | 4.415 | 4.371 | 4.296 | 4.429 | 4.394 | 4.532
13b | Population average daily (24h) temperature (degrees Celsius) |  |  | 19.58 | 20.33 | 20.98 | 21.53 | 21.96 | 22.27 | 22.47 | 22.53 | 22.47 | 22.27 | 21.94 | 21.49 | 20.9 | 20.2 | 19.37 | 18.43 | 17.39 | 16.27
14 | Load reduction / load management and strategic reserves available at reference point in time |  |  | 0.1 | 0.1 | 0.1 | 0.1 | 0.1 | 0.1 | 0.1 | 0.1 | 0.1 | 0.1 | 0.1 | 0.1 | 0.1 | 0.1 | 0.1 | 0.1 | 0.1 | 0.1
15 | Net weekly load at reference point in time (15 = 13-14) |  |  | 4.296 | 4.262 | 4.31 | 4.242 | 4.182 | 4.267 | 4.367 | 4.334 | 4.16 | 4.235 | 4.257 | 4.183 | 4.315 | 4.271 | 4.196 | 4.329 | 4.294 | 4.432
16 | Remaining capacity at reference point in time (16 = 12- 15) |  |  | 1.2191 | 1.3163 | 1.8031 | 2.0078 | 1.917 | 1.7882 | 1.5286 | 1.6156 | 1.7896 | 1.7242 | 1.7096 | 1.6361 | 1.7412 | 1.9487 | 2.3047 | 2.2052 | 2.4512 | 1.9157
B1 | Weekly peak load (unrestricted reference point in time) |  |  | 4.843 | 4.8 | 4.792 | 4.711 | 4.655 | 4.734 | 4.822 | 4.726 | 4.602 | 4.695 | 4.771 | 4.782 | 4.912 | 4.942 | 4.981 | 5.087 | 5.17 | 5.334
B2 | Daily hour of expected weekly peak load (e.g. 21st hour if the peak load is between 20:00 CET to 21:00 CET) |  |  | 22 | 22 | 22 | 22 | 22 | 22 | 22 | 22 | 22 | 22 | 21 | 21 | 21 | 21 | 21 | 21 | 20 | 20
PART C : DATA FOR SEVERE CONDITIONS
17 | Non-usable capacity at reference point (all power stations including mothballed, authorization & technical & legal constraints, energy source unavailability etc. ) |  |  | 0.18 | 0.18 | 0.18 | 0.182 | 0.182 | 0.182 | 0.182 | 0.182 | 0.182 | 0.204 | 0.204 | 0.204 | 0.204 | 0.209 | 0.209 | 0.209 | 0.209 | 0.209
17a | of which nuclear
17b | of which Lignite |  |  | 0.164 | 0.164 | 0.164 | 0.166 | 0.166 | 0.166 | 0.166 | 0.166 | 0.166 | 0.188 | 0.188 | 0.188 | 0.188 | 0.193 | 0.193 | 0.193 | 0.193 | 0.193
17c | of which Hard Coal
17d | of which Gas |  |  | 0.016 | 0.016 | 0.016 | 0.016 | 0.016 | 0.016 | 0.016 | 0.016 | 0.016 | 0.016 | 0.016 | 0.016 | 0.016 | 0.016 | 0.016 | 0.016 | 0.016 | 0.016
17e | of which Oil
17f | of which Oil Shale
17g | of which Mixed Fuels
17h | of which onshore wind |  |  | 0 | 0 | 0 | 0 | 0 | 0 | 0 | 0 | 0 | 0 | 0 | 0 | 0 | 0 | 0 | 0 | 0 | 0
17i | of which offshore wind |  |  | 0 | 0 | 0 | 0 | 0 | 0 | 0 | 0 | 0 | 0 | 0 | 0 | 0 | 0 | 0 | 0 | 0 | 0
17j | of which Solar |  |  | 0 | 0 | 0 | 0 | 0 | 0 | 0 | 0 | 0 | 0 | 0 | 0 | 0 | 0 | 0 | 0 | 0 | 0
17k | of which Biomass
17l | of which other RES (apart from hydro)
17m | Hydro power (total)
17n | of which renewable hydro generation
17o | of which other non-RES (incl. not clearly identifiable energy sources)
18 | Available capacity (18 = 6 - (7 + 17)) |  |  | 5.933 | 5.9962 | 6.5822 | 6.7302 | 6.5795 | 6.5645 | 6.4049 | 6.4589 | 6.4589 | 6.4685 | 6.4759 | 6.3283 | 6.5943 | 6.7663 | 7.0473 | 7.0808 | 7.2918 | 6.8943
19 | Outages: average expected value (all power stations) under SEVERE conditions |  |  | 0.29289 | 0.29289 | 0.34413 | 0.35545 | 0.35545 | 0.38425 | 0.38425 | 0.38425 | 0.38425 | 0.38425 | 0.38425 | 0.38425 | 0.41305 | 0.4216 | 0.4216 | 0.4216 | 0.4216 | 0.4216
20 | System services reserve (one hour ahead of real time) under SEVERE conditions |  |  | 0.125 | 0.125 | 0.125 | 0.125 | 0.125 | 0.125 | 0.125 | 0.125 | 0.125 | 0.125 | 0.125 | 0.125 | 0.125 | 0.125 | 0.125 | 0.125 | 0.125 | 0.125
21 | Reliably available capacity under SEVERE conditions (21 = 18 - (19 + 20)) |  |  | 5.5151 | 5.5783 | 6.1131 | 6.2498 | 6.099 | 6.0552 | 5.8956 | 5.9496 | 5.9496 | 5.9592 | 5.9666 | 5.8191 | 6.0563 | 6.2197 | 6.5007 | 6.5342 | 6.7452 | 6.3477
22 | Load at reference point in time (19:00 CET) under SEVERE conditions |  |  | 4.6158 | 4.5801 | 4.6305 | 4.5591 | 4.4961 | 4.5854 | 4.6903 | 4.6557 | 4.473 | 4.5518 | 4.5749 | 4.4972 | 4.6357 | 4.5896 | 4.5108 | 4.6505 | 4.6137 | 4.7586
23 | Load reduction / load management and strategic reserves available at reference point in time (19:00 CET) under SEVERE conditions |  |  | 0.1 | 0.1 | 0.1 | 0.1 | 0.1 | 0.1 | 0.1 | 0.1 | 0.1 | 0.1 | 0.1 | 0.1 | 0.1 | 0.1 | 0.1 | 0.1 | 0.1 | 0.1
24 | Net weekly peak load for SEVERE conditions (24 = 22-23) |  |  | 4.5158 | 4.4801 | 4.5305 | 4.4591 | 4.3961 | 4.4854 | 4.5903 | 4.5557 | 4.373 | 4.4518 | 4.4749 | 4.3972 | 4.5358 | 4.4896 | 4.4108 | 4.5505 | 4.5137 | 4.6586
25 | Remaining capacity for SEVERE conditions (25 = 21-24) |  |  | 0.99928 | 1.0982 | 1.5826 | 1.7907 | 1.7029 | 1.5699 | 1.3053 | 1.3939 | 1.5766 | 1.5075 | 1.4918 | 1.4219 | 1.5205 | 1.7301 | 2.0899 | 1.9837 | 2.2315 | 1.6891
C1 | Weekly peak load under SEVERE conditions (unrestricted reference point in time) |  |  | 5.0852 | 5.04 | 5.0316 | 4.9466 | 4.8878 | 4.9707 | 5.0631 | 4.9623 | 4.8321 | 4.9298 | 5.0095 | 5.0211 | 5.1576 | 5.1891 | 5.2301 | 5.3414 | 5.4285 | 5.6007
C2 | Daily hour of expected weekly peak load (e.g. 21st hour if the peak load is between 20:00 CET to 21:00 CET) |  |  | 22 | 22 | 22 | 22 | 22 | 22 | 22 | 22 | 22 | 22 | 21 | 21 | 21 | 21 | 21 | 21 | 20 | 20
PART D: ADDITIONAL INFORMATION FOR INTERCONNECTORS
31 | Simultaneous importable capacity |  | From | 3.51 | 3.51 | 3.81 | 3.86 | 3.71 | 3.71 | 3.76 | 3.91 | 3.71 | 3.71 | 3.56 | 3.81 | 3.76 | 3.81 | 3.11 | 3.36 | 3.8 | 3.56
32 | Simultaneous exportable capacity |  | To | 3.81 | 3.31 | 3.61 | 3.56 | 3.11 | 3.06 | 2.66 | 3.46 | 3.51 | 3.66 | 3.66 | 3.81 | 4.11 | 3.5 | 2.86 | 3.36 | 3.65 | 3.61

## RO
Summer Outlook Report 2016 | [21 empty] | Downward load factors modified
| Power Data (all entries are assumed to be >0) |  |  | Countrycode: |  | RO
| (Net values in GW, at a synchronous time every week) |  |  | Countryname: |  | Romania
| The dates are related to Wednesday of each week |  |  | 2016-06-01 | 2016-06-08 | 2016-06-15 | 2016-06-22 | 2016-06-29 | 2016-07-06 | 2016-07-13 | 2016-07-20 | 2016-07-27 | 2016-08-03 | 2016-08-10 | 2016-08-17 | 2016-08-24 | 2016-08-31 | 2016-09-07 | 2016-09-14 | 2016-09-21 | 2016-09-28
| WEEK |  |  | 22 | 23 | 24 | 25 | 26 | 27 | 28 | 29 | 30 | 31 | 32 | 33 | 34 | 35 | 36 | 37 | 38 | 39
| Time (CET) |  |  | 12:00 | 12:00 | 12:00 | 12:00 | 12:00 | 12:00 | 12:00 | 12:00 | 12:00 | 12:00 | 12:00 | 12:00 | 12:00 | 12:00 | 12:00 | 12:00 | 12:00 | 12:00
Line | PART A : INDIGINEOUS NATIONAL GENERATION | Severe Average Outage Rate | Normal Average Outage Rate
Net generating capacity:
1 | Nuclear Power | 1.8% | 1.8% | 1.3 | 1.3 | 1.3 | 1.3 | 1.3 | 1.3 | 1.3 | 1.3 | 1.3 | 1.3 | 1.3 | 1.3 | 1.3 | 1.3 | 1.3 | 1.3 | 1.3 | 1.3
2 | Fossil Fuels |  |  | 8.4837 | 8.4837 | 8.4837 | 8.4837 | 8.4837 | 8.4837 | 8.4837 | 8.4837 | 8.4837 | 8.4837 | 8.4837 | 8.4837 | 8.4837 | 8.4837 | 8.4837 | 8.4837 | 8.4837 | 8.4837
2a | of which Lignite | 10% | 10% | 3.7765 | 3.7765 | 3.7765 | 3.7765 | 3.7765 | 3.7765 | 3.7765 | 3.7765 | 3.7765 | 3.7765 | 3.7765 | 3.7765 | 3.7765 | 3.7765 | 3.7765 | 3.7765 | 3.7765 | 3.7765
2b | of which Hard Coal | 9% | 9% | 1.148 | 1.148 | 1.148 | 1.148 | 1.148 | 1.148 | 1.148 | 1.148 | 1.148 | 1.148 | 1.148 | 1.148 | 1.148 | 1.148 | 1.148 | 1.148 | 1.148 | 1.148
2c | of which Gas | 4% | 4% | 1.7259 | 1.7259 | 1.7259 | 1.7259 | 1.7259 | 1.7259 | 1.7259 | 1.7259 | 1.7259 | 1.7259 | 1.7259 | 1.7259 | 1.7259 | 1.7259 | 1.7259 | 1.7259 | 1.7259 | 1.7259
2d | of which Oil | 0% | 0% | 0 | 0 | 0 | 0 | 0 | 0 | 0 | 0 | 0 | 0 | 0 | 0 | 0 | 0 | 0 | 0 | 0 | 0
2e | of which Oil Shale | 0% | 0% | 0 | 0 | 0 | 0 | 0 | 0 | 0 | 0 | 0 | 0 | 0 | 0 | 0 | 0 | 0 | 0 | 0 | 0
2f | of which Mixed Fuels | 5% | 5% | 1.8333 | 1.8333 | 1.8333 | 1.8333 | 1.8333 | 1.8333 | 1.8333 | 1.8333 | 1.8333 | 1.8333 | 1.8333 | 1.8333 | 1.8333 | 1.8333 | 1.8333 | 1.8333 | 1.8333 | 1.8333
3 | Renewable Energy Sources (other than hydro) |  |  | 4.2844 | 4.2844 | 4.2844 | 4.2844 | 4.2844 | 4.2844 | 4.2844 | 4.2844 | 4.2844 | 4.2844 | 4.2844 | 4.2844 | 4.2844 | 4.2844 | 4.2844 | 4.2844 | 4.2844 | 4.2844
3a | of which onshore wind | 0% | 0% | 2.9234 | 2.9234 | 2.9234 | 2.9234 | 2.9234 | 2.9234 | 2.9234 | 2.9234 | 2.9234 | 2.9234 | 2.9234 | 2.9234 | 2.9234 | 2.9234 | 2.9234 | 2.9234 | 2.9234 | 2.9234
3b | of which offshore wind | 0% | 0% | 0 | 0 | 0 | 0 | 0 | 0 | 0 | 0 | 0 | 0 | 0 | 0 | 0 | 0 | 0 | 0 | 0 | 0
3c | of which Solar (PV) | 0% | 0% | 1.2491 | 1.2491 | 1.2491 | 1.2491 | 1.2491 | 1.2491 | 1.2491 | 1.2491 | 1.2491 | 1.2491 | 1.2491 | 1.2491 | 1.2491 | 1.2491 | 1.2491 | 1.2491 | 1.2491 | 1.2491
3d | of which Biomass | 0% | 0% | 0.11187 | 0.11187 | 0.11187 | 0.11187 | 0.11187 | 0.11187 | 0.11187 | 0.11187 | 0.11187 | 0.11187 | 0.11187 | 0.11187 | 0.11187 | 0.11187 | 0.11187 | 0.11187 | 0.11187 | 0.11187
3e | of which other RES (apart from hydro, including tidal, wave, geothermal, waste renewable, CSP,…) | 0% | 0% | 0 | 0 | 0 | 0 | 0 | 0 | 0 | 0 | 0 | 0 | 0 | 0 | 0 | 0 | 0 | 0 | 0 | 0
4 | Hydro power (total) | 0% | 0% | 6.35 | 6.35 | 6.35 | 6.35 | 6.35 | 6.35 | 6.35 | 6.35 | 6.35 | 6.35 | 6.35 | 6.35 | 6.35 | 6.35 | 6.35 | 6.35 | 6.35 | 6.35
4a | of which renewable hydro generation |  |  | 6.35 | 6.35 | 6.35 | 6.35 | 6.35 | 6.35 | 6.35 | 6.35 | 6.35 | 6.35 | 6.35 | 6.35 | 6.35 | 6.35 | 6.35 | 6.35 | 6.35 | 6.35
5 | Other non-RES (incl. not clearly identifiable energy sources) | 0% | 0% | 0 | 0 | 0 | 0 | 0 | 0 | 0 | 0 | 0 | 0 | 0 | 0 | 0 | 0 | 0 | 0 | 0 | 0
6 | Net generating capacity (6 = 1+2+3+4+5) |  |  | 20.418 | 20.418 | 20.418 | 20.418 | 20.418 | 20.418 | 20.418 | 20.418 | 20.418 | 20.418 | 20.418 | 20.418 | 20.418 | 20.418 | 20.418 | 20.418 | 20.418 | 20.418
7 | Maintenance & Overhauls (all power stations) |  |  | 2.1079 | 2.3076 | 2.3615 | 2.5442 | 1.9562 | 1.8391 | 1.53 | 1.2848 | 0.99652 | 1.0934 | 1.3498 | 1.057 | 1.0558 | 0.45122 | 1.1232 | 1.1818 | 1.22 | 0.80644
7a | of which nuclear |  |  | 0.65 | 0.65 | 0.65 | 0.65 | 0 | 0 | 0 | 0 | 0 | 0 | 0 | 0 | 0 | 0 | 0 | 0 | 0 | 0
7b | of which Lignite |  |  | 0.754 | 0.754 | 0.754 | 0.754 | 1.043 | 0.789 | 0.5 | 0.247 | 0.247 | 0.203 | 0.203 | 0.081 | 0.081 | 0.081 | 0.336 | 0.336 | 0.336 | 0.042
7c | of which Hard Coal |  |  | 0.21 | 0.21 | 0.21 | 0.21 | 0.21 | 0.21 | 0.21 | 0.21 | 0.21 | 0 | 0 | 0 | 0 | 0 | 0 | 0 | 0 | 0
7d | of which Gas |  |  | 0 | 0 | 0 | 0 | 0 | 0 | 0 | 0 | 0 | 0 | 0 | 0 | 0 | 0 | 0 | 0 | 0 | 0
7e | of which Oil |  |  | 0 | 0 | 0 | 0 | 0 | 0 | 0 | 0 | 0 | 0 | 0 | 0 | 0 | 0 | 0 | 0 | 0 | 0
7f | of which Oil Shale |  |  | 0 | 0 | 0 | 0 | 0 | 0 | 0 | 0 | 0 | 0 | 0 | 0 | 0 | 0 | 0 | 0 | 0 | 0
7g | of which Mixed Fuels |  |  | 0.473 | 0.659 | 0.659 | 0.659 | 0.432 | 0.5615 | 0.5615 | 0.5615 | 0.4695 | 0.47 | 0.552 | 0.468 | 0.468 | 0.244 | 0.394 | 0.394 | 0.394 | 0.394
7h | of which onshore wind |  |  | 0 | 0 | 0 | 0 | 0 | 0 | 0 | 0 | 0 | 0 | 0 | 0 | 0 | 0 | 0 | 0 | 0 | 0
7i | of which offshore wind |  |  | 0 | 0 | 0 | 0 | 0 | 0 | 0 | 0 | 0 | 0 | 0 | 0 | 0 | 0 | 0 | 0 | 0 | 0
7j | of which Solar (PV) |  |  | 0 | 0 | 0 | 0 | 0 | 0 | 0 | 0 | 0 | 0 | 0 | 0 | 0 | 0 | 0 | 0 | 0 | 0
7k | of which Biomass |  |  | 0 | 0 | 0 | 0 | 0 | 0 | 0 | 0 | 0 | 0 | 0 | 0 | 0 | 0 | 0 | 0 | 0 | 0
7l | of which other RES (NO hydro, including tidal, wave, geothermal, waste renewable, CSP,…) |  |  | 0 | 0 | 0 | 0 | 0 | 0 | 0 | 0 | 0 | 0 | 0 | 0 | 0 | 0 | 0 | 0 | 0 | 0
7m | Hydro power (total) |  |  | 0.020874 | 0.034594 | 0.088494 | 0.27117 | 0.27117 | 0.27857 | 0.25847 | 0.26627 | 0.070021 | 0.42037 | 0.59476 | 0.50798 | 0.50681 | 0.12622 | 0.39323 | 0.45178 | 0.49 | 0.37044
7n | of which renewable hydro generation |  |  | 0.020874 | 0.034594 | 0.088494 | 0.27117 | 0.27117 | 0.27857 | 0.25847 | 0.26627 | 0.070021 | 0.42037 | 0.59476 | 0.50798 | 0.50681 | 0.12622 | 0.39323 | 0.45178 | 0.49 | 0.37044
7o | of which other non-RES (including CHP non-renewable, waste non-renewable and other not clearly identified generation ) |  |  | 0 | 0 | 0 | 0 | 0 | 0 | 0 | 0 | 0 | 0 | 0 | 0 | 0 | 0 | 0 | 0 | 0 | 0
PART B : DATA UNDER NORMAL CONDITIONS
8 | Non-usable capacity at reference point (all power stations including mothballed, authorization & technical & legal constraints, energy source unavailability etc. ) |  |  | 7.738 | 7.8717 | 7.9206 | 7.9193 | 8.0046 | 8.0823 | 8.0971 | 8.1298 | 8.1594 | 8.4365 | 8.4278 | 8.4383 | 8.4367 | 8.4625 | 8.5194 | 8.4883 | 8.4881 | 8.5251
8a | of which nuclear
8b | of which Lignite |  |  | 0.3885 | 0.3885 | 0.3885 | 0.3885 | 0.3885 | 0.3885 | 0.3885 | 0.3885 | 0.3885 | 0.3885 | 0.3885 | 0.3885 | 0.3885 | 0.3885 | 0.3885 | 0.3885 | 0.3885 | 0.3885
8c | of which Hard Coal |  |  | 0.2225 | 0.2225 | 0.2225 | 0.2225 | 0.2225 | 0.2225 | 0.2225 | 0.2225 | 0.2225 | 0.2225 | 0.2225 | 0.2225 | 0.2225 | 0.2225 | 0.2225 | 0.2225 | 0.2225 | 0.2225
8d | of which Gas |  |  | 0 | 0 | 0 | 0 | 0 | 0 | 0 | 0 | 0 | 0 | 0 | 0 | 0 | 0 | 0 | 0 | 0 | 0
8e | of which Oil |  |  | 0 | 0 | 0 | 0 | 0 | 0 | 0 | 0 | 0 | 0 | 0 | 0 | 0 | 0 | 0 | 0 | 0 | 0
8f | of which Oil Shale |  |  | 0 | 0 | 0 | 0 | 0 | 0 | 0 | 0 | 0 | 0 | 0 | 0 | 0 | 0 | 0 | 0 | 0 | 0
8g | of which Mixed Fuels |  |  | 0.194 | 0.194 | 0.194 | 0.194 | 0.194 | 0.194 | 0.194 | 0.194 | 0.194 | 0.194 | 0.194 | 0.194 | 0.194 | 0.194 | 0.194 | 0.194 | 0.194 | 0.194
8h | of which onshore wind |  |  | 2.6986 | 2.7393 | 2.779 | 2.782 | 2.7803 | 2.7493 | 2.7597 | 2.7855 | 2.8049 | 2.8022 | 2.7951 | 2.8101 | 2.8025 | 2.763 | 2.7672 | 2.715 | 2.6847 | 2.73
8i | of which offshore wind |  |  | 0 | 0 | 0 | 0 | 0 | 0 | 0 | 0 | 0 | 0 | 0 | 0 | 0 | 0 | 0 | 0 | 0 | 0
8j | of which Solar |  |  | 0.53727 | 0.55112 | 0.56029 | 0.55605 | 0.55791 | 0.55216 | 0.55652 | 0.56557 | 0.5757 | 0.57792 | 0.57466 | 0.57474 | 0.5764 | 0.57373 | 0.57669 | 0.59903 | 0.62795 | 0.63644
8k | of which Biomass |  |  | 0 | 0 | 0 | 0 | 0 | 0 | 0 | 0 | 0 | 0 | 0 | 0 | 0 | 0 | 0 | 0 | 0 | 0
8l | of which other RES (apart from hydro) |  |  | 0 | 0 | 0 | 0 | 0 | 0 | 0 | 0 | 0 | 0 | 0 | 0 | 0 | 0 | 0 | 0 | 0 | 0
8m | Hydro power (total) |  |  | 3.6971 | 3.7763 | 3.7763 | 3.7763 | 3.8614 | 3.9758 | 3.9758 | 3.9737 | 3.9737 | 4.2514 | 4.253 | 4.2485 | 4.2528 | 4.3208 | 4.3705 | 4.3692 | 4.3705 | 4.3536
8n | of which renewable hydro generation |  |  | 3.6971 | 3.7763 | 3.7763 | 3.7763 | 3.8614 | 3.9758 | 3.9758 | 3.9737 | 3.9737 | 4.2514 | 4.253 | 4.2485 | 4.2528 | 4.3208 | 4.3705 | 4.3692 | 4.3705 | 4.3536
8o | of which other non-RES (incl. not clearly identifiable energy sources) |  |  | 0 | 0 | 0 | 0 | 0 | 0 | 0 | 0 | 0 | 0 | 0 | 0 | 0 | 0 | 0 | 0 | 0 | 0
9 | Available capacity (9 = 6 - (7 + 8)) |  |  | 10.5722 | 10.2387 | 10.1359 | 9.9545 | 10.4572 | 10.4967 | 10.791 | 11.0034 | 11.2621 | 10.8882 | 10.6405 | 10.9228 | 10.9256 | 11.5043 | 10.7754 | 10.748 | 10.7099 | 11.0865
10 | Outages: average expected value (all power stations) |  |  | 0.46684 | 0.45754 | 0.45754 | 0.45754 | 0.45169 | 0.47062 | 0.49952 | 0.52482 | 0.52942 | 0.55269 | 0.54859 | 0.56499 | 0.56499 | 0.57619 | 0.54319 | 0.54319 | 0.54319 | 0.57259
11 | System services reserve (one hour ahead of real time) |  |  | 1.114 | 1.114 | 1.114 | 1.114 | 1.114 | 1.114 | 1.114 | 1.114 | 1.114 | 1.114 | 1.114 | 1.114 | 1.114 | 1.114 | 1.114 | 1.114 | 1.114 | 1.114
12 | Reliably available capacity (12 = 9 - (10 + 11)) |  |  | 8.9913 | 8.6672 | 8.5643 | 8.383 | 8.8916 | 8.912 | 9.1774 | 9.3646 | 9.6187 | 9.2215 | 8.9779 | 9.2438 | 9.2466 | 9.8141 | 9.1182 | 9.0908 | 9.0527 | 9.3999
13 | Load at reference point in time |  |  | 6.5942 | 6.7815 | 6.9345 | 6.6329 | 6.5183 | 7.3977 | 6.9472 | 7.3734 | 7.2921 | 7.023 | 7.1128 | 6.6194 | 6.6667 | 6.8568 | 6.5354 | 6.3908 | 6.3855 | 7.0898
13b | Population average daily (24h) temperature (degrees Celsius) |  |  | 13.52 | 14.4 | 15.18 | 15.83 | 16.34 | 16.71 | 16.93 | 16.98 | 16.87 | 16.6 | 16.17 | 15.59 | 14.85 | 13.98 | 12.99 | 11.89 | 10.7 | 9.44
14 | Load reduction / load management and strategic reserves available at reference point in time |  |  | 0 | 0 | 0 | 0 | 0 | 0 | 0 | 0 | 0 | 0 | 0 | 0 | 0 | 0 | 0 | 0 | 0 | 0
15 | Net weekly load at reference point in time (15 = 13-14) |  |  | 6.5942 | 6.7815 | 6.9345 | 6.6329 | 6.5183 | 7.3977 | 6.9472 | 7.3734 | 7.2921 | 7.023 | 7.1128 | 6.6194 | 6.6667 | 6.8568 | 6.5354 | 6.3908 | 6.3855 | 7.0898
16 | Remaining capacity at reference point in time (16 = 12- 15) |  |  | 2.3971 | 1.8857 | 1.6299 | 1.7501 | 2.3733 | 1.5143 | 2.2303 | 1.9913 | 2.3267 | 2.1984 | 1.865 | 2.6244 | 2.5799 | 2.9573 | 2.5827 | 2.6999 | 2.6672 | 2.3101
B1 | Weekly peak load (unrestricted reference point in time) |  |  | 7.0305 | 6.8389 | 7.0442 | 6.8635 | 7.0682 | 7.4999 | 7.2771 | 7.5975 | 7.7201 | 7.3377 | 7.1939 | 7.0118 | 6.916 | 7.2763 | 7.2711 | 7.4641 | 7.4959 | 7.8285
B2 | Daily hour of expected weekly peak load (e.g. 21st hour if the peak load is between 20:00 CET to 21:00 CET) |  |  | 22nd | 14th | 13rd | 14th | 13rd | 14th | 14th | 14th | 14th | 13rd | 14th | 14th | 21st | 21st | 20th | 20th | 20th | 20th
PART C : DATA FOR SEVERE CONDITIONS
17 | Non-usable capacity at reference point (all power stations including mothballed, authorization & technical & legal constraints, energy source unavailability etc. ) |  |  | 8.0022 | 8.102 | 8.1013 | 8.1062 | 8.2 | 8.3001 | 8.2913 | 8.3055 | 8.3226 | 8.5942 | 8.5956 | 8.5879 | 8.6141 | 8.6894 | 8.7615 | 8.8248 | 8.8562 | 8.841
17a | of which nuclear |  |  | 0 | 0 | 0 | 0 | 0 | 0 | 0 | 0 | 0 | 0 | 0 | 0 | 0 | 0 | 0 | 0 | 0 | 0
17b | of which Lignite |  |  | 0.3885 | 0.3885 | 0.3885 | 0.3885 | 0.3885 | 0.3885 | 0.3885 | 0.3885 | 0.3885 | 0.3885 | 0.3885 | 0.3885 | 0.3885 | 0.3885 | 0.3885 | 0.3885 | 0.3885 | 0.3885
17c | of which Hard Coal |  |  | 0.2225 | 0.2225 | 0.2225 | 0.2225 | 0.2225 | 0.2225 | 0.2225 | 0.2225 | 0.2225 | 0.2225 | 0.2225 | 0.2225 | 0.2225 | 0.2225 | 0.2225 | 0.2225 | 0.2225 | 0.2225
17d | of which Gas |  |  | 0 | 0 | 0 | 0 | 0 | 0 | 0 | 0 | 0 | 0 | 0 | 0 | 0 | 0 | 0 | 0 | 0 | 0
17e | of which Oil |  |  | 0 | 0 | 0 | 0 | 0 | 0 | 0 | 0 | 0 | 0 | 0 | 0 | 0 | 0 | 0 | 0 | 0 | 0
17f | of which Oil Shale |  |  | 0 | 0 | 0 | 0 | 0 | 0 | 0 | 0 | 0 | 0 | 0 | 0 | 0 | 0 | 0 | 0 | 0 | 0
17g | of which Mixed Fuels |  |  | 0.194 | 0.194 | 0.194 | 0.194 | 0.194 | 0.194 | 0.194 | 0.194 | 0.194 | 0.194 | 0.194 | 0.194 | 0.194 | 0.194 | 0.194 | 0.194 | 0.194 | 0.194
17h | of which onshore wind |  |  | 2.8897 | 2.9006 | 2.9029 | 2.9014 | 2.904 | 2.8968 | 2.8964 | 2.9035 | 2.9046 | 2.9046 | 2.9011 | 2.9055 | 2.9067 | 2.8976 | 2.8983 | 2.8969 | 2.8928 | 2.898
17i | of which offshore wind |  |  | 0 | 0 | 0 | 0 | 0 | 0 | 0 | 0 | 0 | 0 | 0 | 0 | 0 | 0 | 0 | 0 | 0 | 0
17j | of which Solar |  |  | 0.61035 | 0.62008 | 0.61707 | 0.62345 | 0.6296 | 0.62248 | 0.61408 | 0.62331 | 0.63928 | 0.63314 | 0.63647 | 0.629 | 0.64967 | 0.66594 | 0.6877 | 0.75373 | 0.78788 | 0.7844
17k | of which Biomass |  |  | 0 | 0 | 0 | 0 | 0 | 0 | 0 | 0 | 0 | 0 | 0 | 0 | 0 | 0 | 0 | 0 | 0 | 0
17l | of which other RES (apart from hydro) |  |  | 0 | 0 | 0 | 0 | 0 | 0 | 0 | 0 | 0 | 0 | 0 | 0 | 0 | 0 | 0 | 0 | 0 | 0
17m | Hydro power (total) |  |  | 3.6971 | 3.7763 | 3.7763 | 3.7763 | 3.8614 | 3.9758 | 3.9758 | 3.9737 | 3.9737 | 4.2514 | 4.253 | 4.2485 | 4.2528 | 4.3208 | 4.3705 | 4.3692 | 4.3705 | 4.3536
17n | of which renewable hydro generation |  |  | 3.6971 | 3.7763 | 3.7763 | 3.7763 | 3.8614 | 3.9758 | 3.9758 | 3.9737 | 3.9737 | 4.2514 | 4.253 | 4.2485 | 4.2528 | 4.3208 | 4.3705 | 4.3692 | 4.3705 | 4.3536
17o | of which other non-RES (incl. not clearly identifiable energy sources) |  |  | 0 | 0 | 0 | 0 | 0 | 0 | 0 | 0 | 0 | 0 | 0 | 0 | 0 | 0 | 0 | 0 | 0 | 0
18 | Available capacity (18 = 6 - (7 + 17)) |  |  | 10.308 | 10.0084 | 9.9552 | 9.7676 | 10.2619 | 10.2788 | 10.5968 | 10.8277 | 11.0989 | 10.7305 | 10.4727 | 10.7731 | 10.7481 | 11.2774 | 10.5333 | 10.4114 | 10.3419 | 10.7706
19 | Outages: average expected value (all power stations) under SEVERE conditions |  |  | 0.46684 | 0.45754 | 0.45754 | 0.45754 | 0.45169 | 0.47062 | 0.49952 | 0.52482 | 0.52942 | 0.55269 | 0.54859 | 0.56499 | 0.56499 | 0.57619 | 0.54319 | 0.54319 | 0.54319 | 0.57259
20 | System services reserve (one hour ahead of real time) under SEVERE conditions |  |  | 1.114 | 1.114 | 1.114 | 1.114 | 1.114 | 1.114 | 1.114 | 1.114 | 1.114 | 1.114 | 1.114 | 1.114 | 1.114 | 1.114 | 1.114 | 1.114 | 1.114 | 1.114
21 | Reliably available capacity under SEVERE conditions (21 = 18 - (19 + 20)) |  |  | 8.7271 | 8.4369 | 8.3836 | 8.1961 | 8.6962 | 8.6942 | 8.9832 | 9.1889 | 9.4555 | 9.0638 | 8.8101 | 9.0941 | 9.0691 | 9.5872 | 8.8761 | 8.7542 | 8.6847 | 9.084
22 | Load at reference point in time (19:00 CET) under SEVERE conditions |  |  | 7.0942 | 7.2815 | 7.4345 | 7.1329 | 7.0183 | 7.8977 | 7.4472 | 7.8734 | 7.7921 | 7.523 | 7.6128 | 7.1194 | 7.1667 | 7.3568 | 7.0354 | 6.8908 | 6.8855 | 7.5898
23 | Load reduction / load management and strategic reserves available at reference point in time (19:00 CET) under SEVERE conditions |  |  | 0 | 0 | 0 | 0 | 0 | 0 | 0 | 0 | 0 | 0 | 0 | 0 | 0 | 0 | 0 | 0 | 0 | 0
24 | Net weekly peak load for SEVERE conditions (24 = 22-23) |  |  | 7.0942 | 7.2815 | 7.4345 | 7.1329 | 7.0183 | 7.8977 | 7.4472 | 7.8734 | 7.7921 | 7.523 | 7.6128 | 7.1194 | 7.1667 | 7.3568 | 7.0354 | 6.8908 | 6.8855 | 7.5898
25 | Remaining capacity for SEVERE conditions (25 = 21-24) |  |  | 1.633 | 1.1554 | 0.94917 | 1.0632 | 1.678 | 0.79647 | 1.5361 | 1.3155 | 1.6634 | 1.5408 | 1.1973 | 1.9748 | 1.9024 | 2.2305 | 1.8406 | 1.8634 | 1.7992 | 1.4942
C1 | Weekly peak load under SEVERE conditions (unrestricted reference point in time) |  |  | 7.5305 | 7.3389 | 7.5442 | 7.3635 | 7.5682 | 7.9999 | 7.7771 | 8.0975 | 8.2201 | 7.8377 | 7.6939 | 7.5118 | 7.416 | 7.7763 | 7.7711 | 7.9641 | 7.9959 | 8.3285
C2 | Daily hour of expected weekly peak load (e.g. 21st hour if the peak load is between 20:00 CET to 21:00 CET) |  |  | 22nd | 14th | 13rd | 14th | 13rd | 14th | 14th | 14th | 14th | 13rd | 14th | 14th | 21st | 21st | 20th | 20th | 20th | 20th
PART D: ADDITIONAL INFORMATION FOR INTERCONNECTORS
31 | Simultaneous importable capacity |  | From | 1.6 | 1.5 | 1.6 | 1.5 | 1.5 | 1.55 | 1.6 | 1.65 | 1.15 | 1.55 | 1.6 | 1.7 | 1.6 | 1.6 | 1.45 | 1.6 | 1.6 | 1.4
32 | Simultaneous exportable capacity |  | To | 1.35 | 1.45 | 1.45 | 1.35 | 1.45 | 1.55 | 1.55 | 1.45 | 1.05 | 1.55 | 1.55 | 1.55 | 1.55 | 1.55 | 1.35 | 1.5 | 1.5 | 1.3

## PT
Summer Outlook Report 2016 | [21 empty] | Downward load factors modified
| Power Data (all entries are assumed to be >0) |  |  | Countrycode: |  | PT
| (Net values in GW, at a synchronous time every week) |  |  | Countryname: |  | Portugal
| The dates are related to Wednesday of each week |  |  | 2016-06-01 | 2016-06-08 | 2016-06-15 | 2016-06-22 | 2016-06-29 | 2016-07-06 | 2016-07-13 | 2016-07-20 | 2016-07-27 | 2016-08-03 | 2016-08-10 | 2016-08-17 | 2016-08-24 | 2016-08-31 | 2016-09-07 | 2016-09-14 | 2016-09-21 | 2016-09-28
| WEEK |  |  | 22 | 23 | 24 | 25 | 26 | 27 | 28 | 29 | 30 | 31 | 32 | 33 | 34 | 35 | 36 | 37 | 38 | 39
| Time (CET) |  |  | 12:00 | 12:00 | 12:00 | 12:00 | 12:00 | 12:00 | 12:00 | 12:00 | 12:00 | 12:00 | 12:00 | 12:00 | 12:00 | 12:00 | 12:00 | 12:00 | 12:00 | 12:00
Line | PART A : INDIGINEOUS NATIONAL GENERATION | Severe Average Outage Rate | Normal Average Outage Rate
Net generating capacity:
1 | Nuclear Power | 0% | 0% | 0 | 0 | 0 | 0 | 0 | 0 | 0 | 0 | 0 | 0 | 0 | 0 | 0 | 0 | 0 | 0 | 0 | 0
2 | Fossil Fuels |  |  | 6.501 | 6.501 | 6.501 | 6.501 | 6.501 | 6.501 | 6.501 | 6.501 | 6.501 | 6.501 | 6.501 | 6.501 | 6.501 | 6.501 | 6.501 | 6.501 | 6.501 | 6.501
2a | of which Lignite | 0% | 0% | 0 | 0 | 0 | 0 | 0 | 0 | 0 | 0 | 0 | 0 | 0 | 0 | 0 | 0 | 0 | 0 | 0 | 0
2b | of which Hard Coal | 7.7% | 7.7% | 1.756 | 1.756 | 1.756 | 1.756 | 1.756 | 1.756 | 1.756 | 1.756 | 1.756 | 1.756 | 1.756 | 1.756 | 1.756 | 1.756 | 1.756 | 1.756 | 1.756 | 1.756
2c | of which Gas | 3% | 3% | 4.698 | 4.698 | 4.698 | 4.698 | 4.698 | 4.698 | 4.698 | 4.698 | 4.698 | 4.698 | 4.698 | 4.698 | 4.698 | 4.698 | 4.698 | 4.698 | 4.698 | 4.698
2d | of which Oil | 0% | 0% | 0.047 | 0.047 | 0.047 | 0.047 | 0.047 | 0.047 | 0.047 | 0.047 | 0.047 | 0.047 | 0.047 | 0.047 | 0.047 | 0.047 | 0.047 | 0.047 | 0.047 | 0.047
2e | of which Oil Shale | 0% | 0% | 0 | 0 | 0 | 0 | 0 | 0 | 0 | 0 | 0 | 0 | 0 | 0 | 0 | 0 | 0 | 0 | 0 | 0
2f | of which Mixed Fuels | 0% | 0% | 0 | 0 | 0 | 0 | 0 | 0 | 0 | 0 | 0 | 0 | 0 | 0 | 0 | 0 | 0 | 0 | 0 | 0
3 | Renewable Energy Sources (other than hydro) |  |  | 5.643 | 5.643 | 5.643 | 5.643 | 5.643 | 5.665 | 5.665 | 5.665 | 5.665 | 5.688 | 5.688 | 5.688 | 5.688 | 5.688 | 5.71 | 5.71 | 5.71 | 5.71
3a | of which onshore wind | 0% | 0% | 4.95 | 4.95 | 4.95 | 4.95 | 4.95 | 4.97 | 4.97 | 4.97 | 4.97 | 4.99 | 4.99 | 4.99 | 4.99 | 4.99 | 5.01 | 5.01 | 5.01 | 5.01
3b | of which offshore wind | 0% | 0% | 0 | 0 | 0 | 0 | 0 | 0 | 0 | 0 | 0 | 0 | 0 | 0 | 0 | 0 | 0 | 0 | 0 | 0
3c | of which Solar (PV) | 0% | 0% | 0.44 | 0.44 | 0.44 | 0.44 | 0.44 | 0.442 | 0.442 | 0.442 | 0.442 | 0.445 | 0.445 | 0.445 | 0.445 | 0.445 | 0.447 | 0.447 | 0.447 | 0.447
3d | of which Biomass | 0% | 0% | 0.253 | 0.253 | 0.253 | 0.253 | 0.253 | 0.253 | 0.253 | 0.253 | 0.253 | 0.253 | 0.253 | 0.253 | 0.253 | 0.253 | 0.253 | 0.253 | 0.253 | 0.253
3e | of which other RES (apart from hydro, including tidal, wave, geothermal, waste renewable, CSP,…) | 0% | 0% | 0 | 0 | 0 | 0 | 0 | 0 | 0 | 0 | 0 | 0 | 0 | 0 | 0 | 0 | 0 | 0 | 0 | 0
4 | Hydro power (total) | 0% | 0% | 6.926 | 6.926 | 6.926 | 6.926 | 6.926 | 6.926 | 6.926 | 6.926 | 6.926 | 6.926 | 6.926 | 6.926 | 6.926 | 6.926 | 6.926 | 6.926 | 6.926 | 6.926
4a | of which renewable hydro generation |  |  | 6.926 | 6.926 | 6.926 | 6.926 | 6.926 | 6.926 | 6.926 | 6.926 | 6.926 | 6.926 | 6.926 | 6.926 | 6.926 | 6.926 | 6.926 | 6.926 | 6.926 | 6.926
5 | Other non-RES (incl. not clearly identifiable energy sources) | 0% | 0% | 0.378 | 0.378 | 0.378 | 0.378 | 0.378 | 0.378 | 0.378 | 0.378 | 0.378 | 0.378 | 0.378 | 0.378 | 0.378 | 0.378 | 0.378 | 0.378 | 0.378 | 0.378
6 | Net generating capacity (6 = 1+2+3+4+5) |  |  | 19.448 | 19.448 | 19.448 | 19.448 | 19.448 | 19.47 | 19.47 | 19.47 | 19.47 | 19.493 | 19.493 | 19.493 | 19.493 | 19.493 | 19.515 | 19.515 | 19.515 | 19.515
7 | Maintenance & Overhauls (all power stations) |  |  | 0.321 | 1.579 | 1.579 | 0.733 | 0.774 | 0.808 | 0.461 | 0.511 | 0.291 | 0.291 | 0.442 | 0.283 | 0.442 | 0.462 | 0.919 | 0.736 | 0.584 | 0.247
7a | of which nuclear |  |  | 0 | 0 | 0 | 0 | 0 | 0 | 0 | 0 | 0 | 0 | 0 | 0 | 0 | 0 | 0 | 0 | 0 | 0
7b | of which Lignite |  |  | 0 | 0 | 0 | 0 | 0 | 0 | 0 | 0 | 0 | 0 | 0 | 0 | 0 | 0 | 0 | 0 | 0 | 0
7c | of which Hard Coal |  |  | 0 | 0 | 0 | 0 | 0 | 0 | 0 | 0 | 0 | 0 | 0 | 0 | 0 | 0 | 0 | 0 | 0 | 0
7d | of which Gas |  |  | 0 | 0.392 | 1.176 | 0.392 | 0.392 | 0.392 | 0 | 0 | 0 | 0 | 0 | 0 | 0 | 0 | 0.392 | 0.392 | 0 | 0
7e | of which Oil |  |  | 0 | 0 | 0 | 0 | 0 | 0 | 0 | 0 | 0 | 0 | 0 | 0 | 0 | 0 | 0 | 0 | 0 | 0
7f | of which Oil Shale |  |  | 0 | 0 | 0 | 0 | 0 | 0 | 0 | 0 | 0 | 0 | 0 | 0 | 0 | 0 | 0 | 0 | 0 | 0
7g | of which Mixed Fuels |  |  | 0 | 0 | 0 | 0 | 0 | 0 | 0 | 0 | 0 | 0 | 0 | 0 | 0 | 0 | 0 | 0 | 0 | 0
7h | of which onshore wind |  |  | 0 | 0 | 0 | 0 | 0 | 0 | 0 | 0 | 0 | 0 | 0 | 0 | 0 | 0 | 0 | 0 | 0 | 0
7i | of which offshore wind |  |  | 0 | 0 | 0 | 0 | 0 | 0 | 0 | 0 | 0 | 0 | 0 | 0 | 0 | 0 | 0 | 0 | 0 | 0
7j | of which Solar (PV) |  |  | 0 | 0 | 0 | 0 | 0 | 0 | 0 | 0 | 0 | 0 | 0 | 0 | 0 | 0 | 0 | 0 | 0 | 0
7k | of which Biomass |  |  | 0 | 0 | 0 | 0 | 0 | 0 | 0 | 0 | 0 | 0 | 0 | 0 | 0 | 0 | 0 | 0 | 0 | 0
7l | of which other RES (NO hydro, including tidal, wave, geothermal, waste renewable, CSP,…) |  |  | 0 | 0 | 0 | 0 | 0 | 0 | 0 | 0 | 0 | 0 | 0 | 0 | 0 | 0 | 0 | 0 | 0 | 0
7m | Hydro power (total) |  |  | 0.321 | 1.187 | 0.403 | 0.341 | 0.382 | 0.416 | 0.461 | 0.511 | 0.291 | 0.291 | 0.442 | 0.283 | 0.442 | 0.462 | 0.527 | 0.344 | 0.584 | 0.247
7n | of which renewable hydro generation |  |  | 0.321 | 1.187 | 0.403 | 0.341 | 0.382 | 0.416 | 0.461 | 0.511 | 0.291 | 0.291 | 0.442 | 0.283 | 0.442 | 0.462 | 0.527 | 0.344 | 0.584 | 0.247
7o | of which other non-RES (including CHP non-renewable, waste non-renewable and other not clearly identified generation ) |  |  | 0 | 0 | 0 | 0 | 0 | 0 | 0 | 0 | 0 | 0 | 0 | 0 | 0 | 0 | 0 | 0 | 0 | 0
PART B : DATA UNDER NORMAL CONDITIONS
8 | Non-usable capacity at reference point (all power stations including mothballed, authorization & technical & legal constraints, energy source unavailability etc. ) |  |  | 6.8171 | 6.7589 | 6.6959 | 6.7802 | 7.1914 | 7.1422 | 7.1049 | 7.2625 | 7.699 | 7.9291 | 7.9307 | 8.0905 | 7.9861 | 7.6449 | 7.8525 | 7.9542 | 8.0369 | 7.5136
8a | of which nuclear |  |  | 0 | 0 | 0 | 0 | 0 | 0 | 0 | 0 | 0 | 0 | 0 | 0 | 0 | 0 | 0 | 0 | 0 | 0
8b | of which Lignite |  |  | 0 | 0 | 0 | 0 | 0 | 0 | 0 | 0 | 0 | 0 | 0 | 0 | 0 | 0 | 0 | 0 | 0 | 0
8c | of which Hard Coal |  |  | 0 | 0 | 0 | 0 | 0 | 0 | 0 | 0 | 0 | 0 | 0 | 0 | 0 | 0 | 0 | 0 | 0 | 0
8d | of which Gas |  |  | 0.105 | 0.105 | 0.105 | 0.105 | 0.105 | 0.105 | 0.105 | 0.105 | 0.105 | 0.105 | 0.105 | 0.105 | 0.105 | 0.105 | 0.105 | 0.105 | 0.105 | 0.105
8e | of which Oil |  |  | 0.02 | 0.02 | 0.02 | 0.02 | 0.02 | 0.02 | 0.02 | 0.02 | 0.02 | 0.02 | 0.02 | 0.02 | 0.02 | 0.02 | 0.02 | 0.02 | 0.02 | 0.02
8f | of which Oil Shale |  |  | 0 | 0 | 0 | 0 | 0 | 0 | 0 | 0 | 0 | 0 | 0 | 0 | 0 | 0 | 0 | 0 | 0 | 0
8g | of which Mixed Fuels |  |  | 0 | 0 | 0 | 0 | 0 | 0 | 0 | 0 | 0 | 0 | 0 | 0 | 0 | 0 | 0 | 0 | 0 | 0
8h | of which onshore wind |  |  | 4.6485 | 4.6875 | 4.6383 | 4.6371 | 4.6814 | 4.6682 | 4.6484 | 4.7069 | 4.7381 | 4.7035 | 4.7102 | 4.797 | 4.7486 | 4.7525 | 4.8206 | 4.752 | 4.7166 | 4.6603
8i | of which offshore wind |  |  | 0 | 0 | 0 | 0 | 0 | 0 | 0 | 0 | 0 | 0 | 0 | 0 | 0 | 0 | 0 | 0 | 0 | 0
8j | of which Solar |  |  | 0.22466 | 0.22447 | 0.22758 | 0.22803 | 0.22696 | 0.22602 | 0.22449 | 0.22761 | 0.23193 | 0.22753 | 0.23351 | 0.24552 | 0.24951 | 0.25339 | 0.26289 | 0.26716 | 0.28535 | 0.3063
8k | of which Biomass |  |  | 0.109 | 0.109 | 0.109 | 0.109 | 0.109 | 0.109 | 0.109 | 0.109 | 0.109 | 0.109 | 0.109 | 0.109 | 0.109 | 0.109 | 0.109 | 0.109 | 0.109 | 0.109
8l | of which other RES (apart from hydro) |  |  | 0 | 0 | 0 | 0 | 0 | 0 | 0 | 0 | 0 | 0 | 0 | 0 | 0 | 0 | 0 | 0 | 0 | 0
8m | Hydro power (total) |  |  | 1.547 | 1.45 | 1.433 | 1.518 | 1.886 | 1.851 | 1.835 | 1.931 | 2.332 | 2.601 | 2.59 | 2.651 | 2.591 | 2.242 | 2.372 | 2.538 | 2.638 | 2.15
8n | of which renewable hydro generation |  |  | 1.547 | 1.45 | 1.433 | 1.518 | 1.886 | 1.851 | 1.835 | 1.931 | 2.332 | 2.601 | 2.59 | 2.651 | 2.591 | 2.242 | 2.372 | 2.538 | 2.638 | 2.15
8o | of which other non-RES (incl. not clearly identifiable energy sources) |  |  | 0.163 | 0.163 | 0.163 | 0.163 | 0.163 | 0.163 | 0.163 | 0.163 | 0.163 | 0.163 | 0.163 | 0.163 | 0.163 | 0.163 | 0.163 | 0.163 | 0.163 | 0.163
9 | Available capacity (9 = 6 - (7 + 8)) |  |  | 12.3099 | 11.1101 | 11.1731 | 11.9348 | 11.4826 | 11.5198 | 11.9041 | 11.6965 | 11.48 | 11.2729 | 11.1203 | 11.1195 | 11.0649 | 11.3861 | 10.7435 | 10.8248 | 10.8941 | 11.7544
10 | Outages: average expected value (all power stations) |  |  | 0.273 | 0.26124 | 0.23772 | 0.26124 | 0.26124 | 0.26124 | 0.273 | 0.273 | 0.273 | 0.273 | 0.273 | 0.273 | 0.273 | 0.273 | 0.26124 | 0.26124 | 0.273 | 0.273
11 | System services reserve (one hour ahead of real time) |  |  | 0.704 | 0.705 | 0.703 | 0.708 | 0.71 | 0.714 | 0.718 | 0.721 | 0.72 | 0.702 | 0.697 | 0.683 | 0.686 | 0.713 | 0.708 | 0.711 | 0.707 | 0.705
12 | Reliably available capacity (12 = 9 - (10 + 11)) |  |  | 11.3329 | 10.1438 | 10.2324 | 10.9656 | 10.5114 | 10.5445 | 10.9131 | 10.7025 | 10.487 | 10.2979 | 10.1503 | 10.1635 | 10.1059 | 10.4001 | 9.7743 | 9.8526 | 9.9141 | 10.7764
13 | Load at reference point in time |  |  | 6.768 | 6.792 | 6.739 | 6.867 | 6.932 | 7.035 | 7.152 | 7.234 | 7.215 | 6.699 | 6.569 | 6.185 | 6.264 | 7.003 | 6.86 | 6.952 | 6.854 | 6.802
13b | Population average daily (24h) temperature (degrees Celsius) |  |  | 19.04 | 19.64 | 20.22 | 20.75 | 21.22 | 21.64 | 21.98 | 22.24 | 22.42 | 22.5 | 22.49 | 22.37 | 22.16 | 21.84 | 21.43 | 20.93 | 20.33 | 19.66
14 | Load reduction / load management and strategic reserves available at reference point in time |  |  | 0 | 0 | 0 | 0 | 0 | 0 | 0 | 0 | 0 | 0 | 0 | 0 | 0 | 0 | 0 | 0 | 0 | 0
15 | Net weekly load at reference point in time (15 = 13-14) |  |  | 6.768 | 6.792 | 6.739 | 6.867 | 6.932 | 7.035 | 7.152 | 7.234 | 7.215 | 6.699 | 6.569 | 6.185 | 6.264 | 7.003 | 6.86 | 6.952 | 6.854 | 6.802
16 | Remaining capacity at reference point in time (16 = 12- 15) |  |  | 4.5649 | 3.3518 | 3.4934 | 4.0986 | 3.5794 | 3.5095 | 3.7611 | 3.4685 | 3.272 | 3.5989 | 3.5813 | 3.9785 | 3.8419 | 3.3971 | 2.9143 | 2.9006 | 3.0601 | 3.9744
B1 | Weekly peak load (unrestricted reference point in time) |  |  | 6.929 | 6.947 | 6.909 | 6.997 | 7.073 | 7.249 | 7.304 | 7.351 | 7.39 | 7.087 | 6.662 | 6.375 | 6.371 | 7.342 | 6.975 | 7.101 | 6.956 | 6.858
B2 | Daily hour of expected weekly peak load (e.g. 21st hour if the peak load is between 20:00 CET to 21:00 CET) |  |  | 16 | 16 | 17 | 17 | 17 | 17 | 17 | 17 | 17 | 13 | 17 | 13 | 13 | 13 | 13 | 17 | 17 | 13
PART C : DATA FOR SEVERE CONDITIONS
17 | Non-usable capacity at reference point (all power stations including mothballed, authorization & technical & legal constraints, energy source unavailability etc. ) |  |  | 7.7167 | 7.6231 | 7.5984 | 7.6661 | 7.8425 | 7.7911 | 7.7712 | 7.9275 | 8.3274 | 8.607 | 8.6249 | 8.7231 | 8.6823 | 8.3773 | 8.4551 | 8.5975 | 8.7307 | 8.2089
17a | of which nuclear |  |  | 0 | 0 | 0 | 0 | 0 | 0 | 0 | 0 | 0 | 0 | 0 | 0 | 0 | 0 | 0 | 0 | 0 | 0
17b | of which Lignite |  |  | 0 | 0 | 0 | 0 | 0 | 0 | 0 | 0 | 0 | 0 | 0 | 0 | 0 | 0 | 0 | 0 | 0 | 0
17c | of which Hard Coal |  |  | 0 | 0 | 0 | 0 | 0 | 0 | 0 | 0 | 0 | 0 | 0 | 0 | 0 | 0 | 0 | 0 | 0 | 0
17d | of which Gas |  |  | 0.105 | 0.105 | 0.105 | 0.105 | 0.105 | 0.105 | 0.105 | 0.105 | 0.105 | 0.105 | 0.105 | 0.105 | 0.105 | 0.105 | 0.105 | 0.105 | 0.105 | 0.105
17e | of which Oil |  |  | 0.024 | 0.024 | 0.024 | 0.024 | 0.024 | 0.024 | 0.024 | 0.024 | 0.024 | 0.024 | 0.024 | 0.024 | 0.024 | 0.024 | 0.024 | 0.024 | 0.024 | 0.024
17f | of which Oil Shale |  |  | 0 | 0 | 0 | 0 | 0 | 0 | 0 | 0 | 0 | 0 | 0 | 0 | 0 | 0 | 0 | 0 | 0 | 0
17g | of which Mixed Fuels |  |  | 0 | 0 | 0 | 0 | 0 | 0 | 0 | 0 | 0 | 0 | 0 | 0 | 0 | 0 | 0 | 0 | 0 | 0
17h | of which onshore wind |  |  | 4.8982 | 4.9068 | 4.9068 | 4.8946 | 4.8952 | 4.9055 | 4.8962 | 4.9175 | 4.9145 | 4.9108 | 4.9332 | 4.9563 | 4.9524 | 4.9512 | 4.9871 | 4.9829 | 4.9767 | 4.9833
17i | of which offshore wind |  |  | 0 | 0 | 0 | 0 | 0 | 0 | 0 | 0 | 0 | 0 | 0 | 0 | 0 | 0 | 0 | 0 | 0 | 0
17j | of which Solar |  |  | 0.32245 | 0.32135 | 0.31963 | 0.32046 | 0.31933 | 0.30961 | 0.308 | 0.31999 | 0.32596 | 0.30722 | 0.3256 | 0.33783 | 0.33889 | 0.3491 | 0.35694 | 0.35363 | 0.37403 | 0.39668
17k | of which Biomass |  |  | 0.127 | 0.127 | 0.127 | 0.127 | 0.127 | 0.127 | 0.127 | 0.127 | 0.127 | 0.127 | 0.127 | 0.127 | 0.127 | 0.127 | 0.127 | 0.127 | 0.127 | 0.127
17l | of which other RES (apart from hydro) |  |  | 0 | 0 | 0 | 0 | 0 | 0 | 0 | 0 | 0 | 0 | 0 | 0 | 0 | 0 | 0 | 0 | 0 | 0
17m | Hydro power (total) |  |  | 2.051 | 1.95 | 1.927 | 2.006 | 2.183 | 2.131 | 2.122 | 2.245 | 2.642 | 2.944 | 2.921 | 2.984 | 2.946 | 2.632 | 2.666 | 2.816 | 2.935 | 2.384
17n | of which renewable hydro generation |  |  | 2.051 | 1.95 | 1.927 | 2.006 | 2.183 | 2.131 | 2.122 | 2.245 | 2.642 | 2.944 | 2.921 | 2.984 | 2.946 | 2.632 | 2.666 | 2.816 | 2.935 | 2.384
17o | of which other non-RES (incl. not clearly identifiable energy sources) |  |  | 0.189 | 0.189 | 0.189 | 0.189 | 0.189 | 0.189 | 0.189 | 0.189 | 0.189 | 0.189 | 0.189 | 0.189 | 0.189 | 0.189 | 0.189 | 0.189 | 0.189 | 0.189
18 | Available capacity (18 = 6 - (7 + 17)) |  |  | 11.4103 | 10.2459 | 10.2706 | 11.0489 | 10.8315 | 10.8709 | 11.2378 | 11.0315 | 10.8516 | 10.595 | 10.4261 | 10.4869 | 10.3687 | 10.6537 | 10.1409 | 10.1815 | 10.2003 | 11.0591
19 | Outages: average expected value (all power stations) under SEVERE conditions |  |  | 0.273 | 0.26124 | 0.23772 | 0.26124 | 0.26124 | 0.26124 | 0.273 | 0.273 | 0.273 | 0.273 | 0.273 | 0.273 | 0.273 | 0.273 | 0.26124 | 0.26124 | 0.273 | 0.273
20 | System services reserve (one hour ahead of real time) under SEVERE conditions |  |  | 0.732 | 0.733 | 0.723 | 0.733 | 0.734 | 0.736 | 0.74 | 0.744 | 0.74 | 0.739 | 0.718 | 0.7 | 0.705 | 0.74 | 0.72 | 0.72 | 0.716 | 0.717
21 | Reliably available capacity under SEVERE conditions (21 = 18 - (19 + 20)) |  |  | 10.4053 | 9.2516 | 9.3099 | 10.0547 | 9.8362 | 9.8736 | 10.2248 | 10.0145 | 9.8386 | 9.583 | 9.4351 | 9.5139 | 9.3907 | 9.6407 | 9.1597 | 9.2002 | 9.2113 | 10.0691
22 | Load at reference point in time (19:00 CET) under SEVERE conditions |  |  | 7.537 | 7.555 | 7.291 | 7.576 | 7.591 | 7.659 | 7.756 | 7.873 | 7.745 | 7.727 | 7.139 | 6.647 | 6.789 | 7.76 | 7.194 | 7.202 | 7.083 | 7.11
23 | Load reduction / load management and strategic reserves available at reference point in time (19:00 CET) under SEVERE conditions |  |  | 0 | 0 | 0 | 0 | 0 | 0 | 0 | 0 | 0 | 0 | 0 | 0 | 0 | 0 | 0 | 0 | 0 | 0
24 | Net weekly peak load for SEVERE conditions (24 = 22-23) |  |  | 7.537 | 7.555 | 7.291 | 7.576 | 7.591 | 7.659 | 7.756 | 7.873 | 7.745 | 7.727 | 7.139 | 6.647 | 6.789 | 7.76 | 7.194 | 7.202 | 7.083 | 7.11
25 | Remaining capacity for SEVERE conditions (25 = 21-24) |  |  | 2.8683 | 1.6966 | 2.0189 | 2.4787 | 2.2452 | 2.2146 | 2.4688 | 2.1415 | 2.0936 | 1.856 | 2.2961 | 2.8669 | 2.6017 | 1.8807 | 1.9657 | 1.9982 | 2.1283 | 2.9591
C1 | Weekly peak load under SEVERE conditions (unrestricted reference point in time) |  |  | 7.537 | 7.555 | 7.291 | 7.576 | 7.591 | 7.659 | 7.756 | 7.873 | 7.745 | 7.727 | 7.139 | 6.647 | 6.789 | 7.76 | 7.194 | 7.202 | 7.083 | 7.11
C2 | Daily hour of expected weekly peak load (e.g. 21st hour if the peak load is between 20:00 CET to 21:00 CET) |  |  | 13 | 13 | 13 | 13 | 13 | 13 | 13 | 13 | 13 | 13 | 13 | 13 | 13 | 13 | 13 | 13 | 13 | 13
PART D: ADDITIONAL INFORMATION FOR INTERCONNECTORS
31 | Simultaneous importable capacity |  | From | 1.8 | 1.26 | 1.26 | 1.26 | 1.26 | 2.16 | 2.16 | 2.16 | 2.16 | 1.98 | 1.98 | 1.8 | 1.8 | 1.98 | 1.53 | 1.53 | 1.53 | 1.53
32 | Simultaneous exportable capacity |  | To | 2.2 | 1.6 | 1.6 | 1.6 | 1.6 | 2.2 | 2.2 | 2.2 | 2.2 | 2.2 | 2.2 | 2.2 | 2.2 | 2.2 | 1.8 | 1.8 | 2.2 | 2.2

## PL
Summer Outlook Report 2016 | [21 empty] | Downward load factors modified
| Power Data (all entries are assumed to be >0) |  |  | Countrycode: |  | PL
| (Net values in GW, at a synchronous time every week) |  |  | Countryname: |  | Poland
| The dates are related to Wednesday of each week |  |  | 2016-06-01 | 2016-06-08 | 2016-06-15 | 2016-06-22 | 2016-06-29 | 2016-07-06 | 2016-07-13 | 2016-07-20 | 2016-07-27 | 2016-08-03 | 2016-08-10 | 2016-08-17 | 2016-08-24 | 2016-08-31 | 2016-09-07 | 2016-09-14 | 2016-09-21 | 2016-09-28
| WEEK |  |  | 22 | 23 | 24 | 25 | 26 | 27 | 28 | 29 | 30 | 31 | 32 | 33 | 34 | 35 | 36 | 37 | 38 | 39
| Time (CET) |  |  | 12:00 | 12:00 | 12:00 | 12:00 | 12:00 | 12:00 | 12:00 | 12:00 | 12:00 | 12:00 | 12:00 | 12:00 | 12:00 | 12:00 | 12:00 | 12:00 | 12:00 | 12:00
Line | PART A : INDIGINEOUS NATIONAL GENERATION | Severe Average Outage Rate | Normal Average Outage Rate
Net generating capacity:
1 | Nuclear Power | 5% | 5%
2 | Fossil Fuels |  |  | 27.04 | 27.04 | 27.04 | 27.04 | 27.04 | 27.175 | 27.175 | 27.175 | 27.175 | 27.175 | 27.175 | 27.175 | 27.175 | 27.175 | 27.198 | 27.198 | 27.198 | 27.198
2a | of which Lignite | 9% | 9% | 8.546 | 8.546 | 8.546 | 8.546 | 8.546 | 8.546 | 8.546 | 8.546 | 8.546 | 8.546 | 8.546 | 8.546 | 8.546 | 8.546 | 8.565 | 8.565 | 8.565 | 8.565
2b | of which Hard Coal | 9% | 9% | 17.074 | 17.074 | 17.074 | 17.074 | 17.074 | 17.074 | 17.074 | 17.074 | 17.074 | 17.074 | 17.074 | 17.074 | 17.074 | 17.074 | 17.078 | 17.078 | 17.078 | 17.078
2c | of which Gas | 7% | 7% | 1.42 | 1.42 | 1.42 | 1.42 | 1.42 | 1.555 | 1.555 | 1.555 | 1.555 | 1.555 | 1.555 | 1.555 | 1.555 | 1.555 | 1.555 | 1.555 | 1.555 | 1.555
2d | of which Oil | 9% | 9%
2e | of which Oil Shale | 8.75% | 8.75%
2f | of which Mixed Fuels | 8.75% | 8.75%
3 | Renewable Energy Sources (other than hydro) |  |  | 6.522 | 6.522 | 6.522 | 6.522 | 6.522 | 6.545 | 6.545 | 6.545 | 6.545 | 6.648 | 6.648 | 6.648 | 6.648 | 6.648 | 6.683 | 6.683 | 6.683 | 6.683
3a | of which onshore wind | 0% | 0% | 5.51 | 5.51 | 5.51 | 5.51 | 5.51 | 5.51 | 5.51 | 5.51 | 5.51 | 5.605 | 5.605 | 5.605 | 5.605 | 5.605 | 5.623 | 5.623 | 5.623 | 5.623
3b | of which offshore wind | 0% | 0%
3c | of which Solar (PV) | 0% | 0% | 0.13 | 0.13 | 0.13 | 0.13 | 0.13 | 0.13 | 0.13 | 0.13 | 0.13 | 0.13 | 0.13 | 0.13 | 0.13 | 0.13 | 0.13 | 0.13 | 0.13 | 0.13
3d | of which Biomass | 0% | 0% | 0.68 | 0.68 | 0.68 | 0.68 | 0.68 | 0.703 | 0.703 | 0.703 | 0.703 | 0.711 | 0.711 | 0.711 | 0.711 | 0.711 | 0.728 | 0.728 | 0.728 | 0.728
3e | of which other RES (apart from hydro, including tidal, wave, geothermal, waste renewable, CSP,…) | 0% | 0% | 0.202 | 0.202 | 0.202 | 0.202 | 0.202 | 0.202 | 0.202 | 0.202 | 0.202 | 0.202 | 0.202 | 0.202 | 0.202 | 0.202 | 0.202 | 0.202 | 0.202 | 0.202
4 | Hydro power (total) | 0% | 0% | 2.36 | 2.36 | 2.36 | 2.36 | 2.36 | 2.36 | 2.36 | 2.36 | 2.36 | 2.36 | 2.36 | 2.36 | 2.36 | 2.36 | 2.36 | 2.36 | 2.36 | 2.36
4a | of which renewable hydro generation |  |  | 0.947 | 0.947 | 0.947 | 0.947 | 0.947 | 0.947 | 0.947 | 0.947 | 0.947 | 0.947 | 0.947 | 0.947 | 0.947 | 0.947 | 0.947 | 0.947 | 0.947 | 0.947
5 | Other non-RES (incl. not clearly identifiable energy sources) | 0% | 0% | 2.405 | 2.405 | 2.405 | 2.405 | 2.405 | 2.382 | 2.382 | 2.382 | 2.382 | 2.374 | 2.374 | 2.374 | 2.374 | 2.374 | 2.328 | 2.328 | 2.328 | 2.328
6 | Net generating capacity (6 = 1+2+3+4+5) |  |  | 38.327 | 38.327 | 38.327 | 38.327 | 38.327 | 38.462 | 38.462 | 38.462 | 38.462 | 38.557 | 38.557 | 38.557 | 38.557 | 38.557 | 38.569 | 38.569 | 38.569 | 38.569
7 | Maintenance & Overhauls (all power stations) |  |  | 4.663 | 4.292 | 4.042 | 4.208 | 3.473 | 3.466 | 3.417 | 3.312 | 3.405 | 3.319 | 3.573 | 4.127 | 3.506 | 3.553 | 3.107 | 3.389 | 2.895 | 3.302
7a | of which nuclear
7b | of which Lignite |  |  | 0.986 | 0.986 | 0.757 | 0.432 | 0.432 | 0.693 | 0.876 | 0.876 | 1.071 | 0.957 | 1.099 | 1.119 | 0.762 | 1.19 | 1.196 | 0.738 | 0.738 | 0.738
7c | of which Hard Coal |  |  | 3.078 | 2.652 | 2.54 | 2.925 | 2.348 | 1.943 | 1.711 | 1.606 | 1.504 | 1.659 | 1.771 | 2.305 | 2.041 | 1.66 | 1.315 | 2.027 | 1.561 | 1.968
7d | of which Gas |  |  | 0.367 | 0.367 | 0.367 | 0.367 | 0.367 | 0.504 | 0.504 | 0.504 | 0.504 | 0.431 | 0.431 | 0.431 | 0.431 | 0.431 | 0.324 | 0.324 | 0.324 | 0.324
7e | of which Oil
7f | of which Oil Shale
7g | of which Mixed Fuels
7h | of which onshore wind
7i | of which offshore wind
7j | of which Solar (PV)
7k | of which Biomass
7l | of which other RES (NO hydro, including tidal, wave, geothermal, waste renewable, CSP,…)
7m | Hydro power (total) |  |  | 0.232 | 0.287 | 0.378 | 0.484 | 0.326 | 0.326 | 0.326 | 0.326 | 0.326 | 0.272 | 0.272 | 0.272 | 0.272 | 0.272 | 0.272 | 0.3 | 0.272 | 0.272
7n | of which renewable hydro generation |  |  | 0.002 | 0.028 | 0.028 | 0.028 | 0.002 | 0.002 | 0.002 | 0.002 | 0.002 | 0.002 | 0.002 | 0.002 | 0.002 | 0.002 | 0.002 | 0.002 | 0.002 | 0.002
7o | of which other non-RES (including CHP non-renewable, waste non-renewable and other not clearly identified generation )
PART B : DATA UNDER NORMAL CONDITIONS
8 | Non-usable capacity at reference point (all power stations including mothballed, authorization & technical & legal constraints, energy source unavailability etc. ) |  |  | 10.5635 | 10.6484 | 10.7891 | 10.6533 | 10.4151 | 10.5228 | 10.5106 | 10.4357 | 10.4401 | 10.6943 | 10.5727 | 10.4721 | 10.3925 | 10.3754 | 10.4869 | 10.689 | 10.4835 | 10.3766
8a | of which nuclear
8b | of which Lignite |  |  | 0.688 | 0.671 | 0.736 | 0.691 | 0.469 | 0.443 | 0.447 | 0.417 | 0.374 | 0.408 | 0.439 | 0.459 | 0.401 | 0.354 | 0.353 | 0.539 | 0.501 | 0.521
8c | of which Hard Coal |  |  | 1.958 | 1.974 | 1.992 | 1.934 | 1.854 | 2.036 | 2.045 | 2.024 | 2.037 | 2.13 | 2.096 | 1.97 | 1.933 | 2.022 | 2.195 | 2.283 | 2.177 | 2.062
8d | of which Gas |  |  | 0.522 | 0.514 | 0.51 | 0.517 | 0.541 | 0.469 | 0.463 | 0.441 | 0.405 | 0.422 | 0.404 | 0.4 | 0.389 | 0.39 | 0.326 | 0.317 | 0.308 | 0.288
8e | of which Oil
8f | of which Oil Shale
8g | of which Mixed Fuels
8h | of which onshore wind |  |  | 4.988 | 5.0445 | 5.0782 | 5.03 | 5.068 | 5.0846 | 5.0671 | 5.0784 | 5.1544 | 5.2762 | 5.1738 | 5.1823 | 5.216 | 5.1483 | 5.1897 | 5.1511 | 5.1696 | 5.2361
8i | of which offshore wind |  |  | 0 | 0 | 0 | 0 | 0 | 0 | 0 | 0 | 0 | 0 | 0 | 0 | 0 | 0 | 0 | 0 | 0 | 0
8j | of which Solar |  |  | 0.055471 | 0.0549 | 0.054899 | 0.055353 | 0.0561 | 0.057244 | 0.0575 | 0.059263 | 0.060714 | 0.060081 | 0.059927 | 0.059703 | 0.060544 | 0.064112 | 0.07018 | 0.075924 | 0.075938 | 0.086502
8k | of which Biomass |  |  | 0.304 | 0.306 | 0.309 | 0.313 | 0.316 | 0.331 | 0.33 | 0.329 | 0.33 | 0.336 | 0.336 | 0.336 | 0.329 | 0.327 | 0.328 | 0.318 | 0.297 | 0.277
8l | of which other RES (apart from hydro) |  |  | 0.09 | 0.091 | 0.091 | 0.092 | 0.093 | 0.095 | 0.094 | 0.094 | 0.094 | 0.095 | 0.095 | 0.095 | 0.093 | 0.093 | 0.091 | 0.088 | 0.082 | 0.076
8m | Hydro power (total) |  |  | 0.543 | 0.559 | 0.574 | 0.572 | 0.566 | 0.566 | 0.566 | 0.557 | 0.548 | 0.546 | 0.556 | 0.572 | 0.576 | 0.581 | 0.573 | 0.573 | 0.57 | 0.565
8n | of which renewable hydro generation |  |  | 0.347 | 0.363 | 0.378 | 0.376 | 0.37 | 0.37 | 0.37 | 0.361 | 0.352 | 0.35 | 0.36 | 0.376 | 0.38 | 0.385 | 0.377 | 0.377 | 0.374 | 0.369
8o | of which other non-RES (incl. not clearly identifiable energy sources) |  |  | 1.415 | 1.434 | 1.444 | 1.449 | 1.452 | 1.441 | 1.441 | 1.436 | 1.437 | 1.421 | 1.413 | 1.398 | 1.395 | 1.396 | 1.361 | 1.344 | 1.303 | 1.265
9 | Available capacity (9 = 6 - (7 + 8)) |  |  | 23.1005 | 23.3866 | 23.4959 | 23.4657 | 24.4389 | 24.4732 | 24.5344 | 24.7143 | 24.6169 | 24.5437 | 24.4113 | 23.9579 | 24.6585 | 24.6286 | 24.9751 | 24.491 | 25.1905 | 24.8904
10 | Outages: average expected value (all power stations) |  |  | 1.4 | 1.394 | 1.336 | 1.416 | 1.441 | 1.568 | 1.606 | 1.678 | 1.599 | 1.471 | 1.402 | 1.421 | 1.545 | 1.542 | 1.538 | 1.451 | 1.462 | 1.553
11 | System services reserve (one hour ahead of real time) |  |  | 0.929 | 0.929 | 0.929 | 0.929 | 0.929 | 0.929 | 0.929 | 0.929 | 0.929 | 0.929 | 0.929 | 0.929 | 0.929 | 0.929 | 0.929 | 0.929 | 0.929 | 0.929
12 | Reliably available capacity (12 = 9 - (10 + 11)) |  |  | 20.7715 | 21.0636 | 21.2309 | 21.1207 | 22.0689 | 21.9762 | 21.9994 | 22.1073 | 22.0889 | 22.1437 | 22.0803 | 21.6079 | 22.1845 | 22.1576 | 22.5081 | 22.111 | 22.7995 | 22.4084
13 | Load at reference point in time |  |  | 19.93 | 20.023 | 19.908 | 20.02 | 19.93 | 20.394 | 20.37 | 20.368 | 20.383 | 20.361 | 20.279 | 20.292 | 20.077 | 19.961 | 20.054 | 20.236 | 20.01 | 19.945
13b | Population average daily (24h) temperature (degrees Celsius) |  |  | 14.87 | 15.66 | 16.35 | 16.93 | 17.38 | 17.7 | 17.89 | 17.93 | 17.84 | 17.6 | 17.21 | 16.69 | 16.04 | 15.27 | 14.38 | 13.39 | 12.31 | 11.16
14 | Load reduction / load management and strategic reserves available at reference point in time
15 | Net weekly load at reference point in time (15 = 13-14) |  |  | 19.93 | 20.023 | 19.908 | 20.02 | 19.93 | 20.394 | 20.37 | 20.368 | 20.383 | 20.361 | 20.279 | 20.292 | 20.077 | 19.961 | 20.054 | 20.236 | 20.01 | 19.945
16 | Remaining capacity at reference point in time (16 = 12- 15) |  |  | 0.84152 | 1.0406 | 1.3229 | 1.1007 | 2.1389 | 1.5822 | 1.6294 | 1.7393 | 1.7059 | 1.7827 | 1.8013 | 1.3159 | 2.1075 | 2.1966 | 2.4541 | 1.875 | 2.7895 | 2.4634
B1 | Weekly peak load (unrestricted reference point in time) |  |  | 19.93 | 20.023 | 19.93 | 20.023 | 19.93 | 20.394 | 20.394 | 20.394 | 20.394 | 20.394 | 20.301 | 20.301 | 20.301 | 20.672 | 20.857 | 21.135 | 21.321 | 21.413
B2 | Daily hour of expected weekly peak load (e.g. 21st hour if the peak load is between 20:00 CET to 21:00 CET) |  |  | 13 | 13 | 13 | 13 | 13 | 13 | 13 | 13 | 13 | 13 | 13 | 13 | 20 | 20 | 20 | 19 | 19 | 19
PART C : DATA FOR SEVERE CONDITIONS
17 | Non-usable capacity at reference point (all power stations including mothballed, authorization & technical & legal constraints, energy source unavailability etc. ) |  |  | 12.2622 | 12.3161 | 12.4177 | 12.2951 | 12.0229 | 12.4398 | 12.4053 | 12.308 | 12.2349 | 12.236 | 12.1972 | 12.0668 | 11.926 | 12.0159 | 11.8063 | 12.0618 | 11.7802 | 11.5997
17a | of which nuclear
17b | of which Lignite |  |  | 0.842 | 0.822 | 0.902 | 0.846 | 0.575 | 0.566 | 0.572 | 0.534 | 0.479 | 0.503 | 0.541 | 0.566 | 0.495 | 0.436 | 0.413 | 0.63 | 0.586 | 0.61
17c | of which Hard Coal |  |  | 2.399 | 2.418 | 2.44 | 2.369 | 2.271 | 2.604 | 2.616 | 2.589 | 2.605 | 2.623 | 2.581 | 2.427 | 2.381 | 2.49 | 2.568 | 2.671 | 2.547 | 2.413
17d | of which Gas |  |  | 0.639 | 0.63 | 0.624 | 0.634 | 0.663 | 0.6 | 0.592 | 0.565 | 0.518 | 0.52 | 0.498 | 0.492 | 0.479 | 0.481 | 0.381 | 0.371 | 0.361 | 0.337
17e | of which Oil
17f | of which Oil Shale
17g | of which Mixed Fuels
17h | of which onshore wind |  |  | 5.4262 | 5.4456 | 5.423 | 5.4044 | 5.4592 | 5.4833 | 5.4432 | 5.452 | 5.473 | 5.5593 | 5.5431 | 5.5462 | 5.543 | 5.5717 | 5.5935 | 5.5653 | 5.5434 | 5.5709
17i | of which offshore wind |  |  | 0 | 0 | 0 | 0 | 0 | 0 | 0 | 0 | 0 | 0 | 0 | 0 | 0 | 0 | 0 | 0 | 0 | 0
17j | of which Solar |  |  | 0.075973 | 0.073531 | 0.065731 | 0.070734 | 0.079721 | 0.074467 | 0.071053 | 0.077009 | 0.077806 | 0.076674 | 0.078058 | 0.077613 | 0.080074 | 0.084157 | 0.098782 | 0.10551 | 0.1068 | 0.1148
17k | of which Biomass |  |  | 0.372 | 0.375 | 0.379 | 0.383 | 0.387 | 0.423 | 0.422 | 0.421 | 0.422 | 0.414 | 0.414 | 0.414 | 0.406 | 0.403 | 0.384 | 0.372 | 0.348 | 0.324
17l | of which other RES (apart from hydro) |  |  | 0.11 | 0.111 | 0.112 | 0.113 | 0.115 | 0.121 | 0.121 | 0.12 | 0.121 | 0.117 | 0.117 | 0.117 | 0.115 | 0.114 | 0.106 | 0.103 | 0.096 | 0.089
17m | Hydro power (total) |  |  | 0.665 | 0.684 | 0.703 | 0.701 | 0.694 | 0.724 | 0.725 | 0.713 | 0.701 | 0.673 | 0.685 | 0.705 | 0.709 | 0.716 | 0.67 | 0.671 | 0.667 | 0.661
17n | of which renewable hydro generation |  |  | 0.425 | 0.444 | 0.463 | 0.461 | 0.454 | 0.473 | 0.474 | 0.462 | 0.45 | 0.431 | 0.443 | 0.463 | 0.467 | 0.475 | 0.441 | 0.442 | 0.437 | 0.432
17o | of which other non-RES (incl. not clearly identifiable energy sources) |  |  | 1.733 | 1.757 | 1.769 | 1.774 | 1.779 | 1.844 | 1.843 | 1.837 | 1.838 | 1.75 | 1.74 | 1.722 | 1.718 | 1.72 | 1.592 | 1.573 | 1.525 | 1.48
18 | Available capacity (18 = 6 - (7 + 17)) |  |  | 21.4018 | 21.7189 | 21.8673 | 21.8239 | 22.8311 | 22.5562 | 22.6397 | 22.842 | 22.8221 | 23.002 | 22.7868 | 22.3632 | 23.125 | 22.9881 | 23.6557 | 23.1182 | 23.8938 | 23.6673
19 | Outages: average expected value (all power stations) under SEVERE conditions |  |  | 1.714 | 1.708 | 1.637 | 1.734 | 1.765 | 2.006 | 2.054 | 2.146 | 2.045 | 1.811 | 1.727 | 1.75 | 1.902 | 1.899 | 1.799 | 1.698 | 1.711 | 1.817
20 | System services reserve (one hour ahead of real time) under SEVERE conditions |  |  | 0.929 | 0.929 | 0.929 | 0.929 | 0.929 | 0.929 | 0.929 | 0.929 | 0.929 | 0.929 | 0.929 | 0.929 | 0.929 | 0.929 | 0.929 | 0.929 | 0.929 | 0.929
21 | Reliably available capacity under SEVERE conditions (21 = 18 - (19 + 20)) |  |  | 18.7588 | 19.0819 | 19.3013 | 19.1609 | 20.1371 | 19.6212 | 19.6567 | 19.767 | 19.8481 | 20.262 | 20.1308 | 19.6842 | 20.294 | 20.1601 | 20.9277 | 20.4912 | 21.2538 | 20.9213
22 | Load at reference point in time under SEVERE conditions |  |  | 20.857 | 20.95 | 20.927 | 20.947 | 20.95 | 21.321 | 21.296 | 21.294 | 21.31 | 21.287 | 21.298 | 21.311 | 21.086 | 20.856 | 20.945 | 21.301 | 20.88 | 20.809
23 | Load reduction / load management and strategic reserves available at reference point in time under SEVERE conditions |  |  | 0.2 | 0.2 | 0.2 | 0.2 | 0.2 | 0.2 | 0.2 | 0.2 | 0.2 | 0.2 | 0.2 | 0.2 | 0.2 | 0.2 | 0.2 | 0.2 | 0.2 | 0.2
24 | Net weekly peak load for SEVERE conditions (24 = 22-23) |  |  | 20.657 | 20.75 | 20.727 | 20.747 | 20.75 | 21.121 | 21.096 | 21.094 | 21.11 | 21.087 | 21.098 | 21.111 | 20.886 | 20.656 | 20.745 | 21.101 | 20.68 | 20.609
25 | Remaining capacity for SEVERE conditions (25 = 21-24) |  |  | -1.8982 | -1.6681 | -1.4257 | -1.5861 | -0.61289 | -1.4998 | -1.4393 | -1.327 | -1.2619 | -0.82502 | -0.96719 | -1.4268 | -0.59204 | -0.49588 | 0.1827 | -0.60982 | 0.5738 | 0.31226
C1 | Weekly peak load under SEVERE conditions (unrestricted reference point in time) |  |  | 20.857 | 20.95 | 20.95 | 20.95 | 20.95 | 21.321 | 21.321 | 21.321 | 21.321 | 21.321 | 21.321 | 21.321 | 21.321 | 21.599 | 21.784 | 22.248 | 22.248 | 22.34
C2 | Daily hour of expected weekly peak load (e.g. 21st hour if the peak load is between 20:00 CET to 21:00 CET) |  |  | 13 | 13 | 13 | 13 | 13 | 13 | 13 | 13 | 13 | 13 | 13 | 13 | 20 | 20 | 20 | 19 | 19 | 19
PART D: ADDITIONAL INFORMATION FOR INTERCONNECTORS
31 | Simultaneous importable capacity |  | From | 1.32 | 1.32 | 1.24 | 1.24 | 1.24 | 1.24 | 1.24 | 1.1 | 1.24 | 1.32 | 1.32 | 1.32 | 0.82 | 1.32 | 1.32 | 1.32 | 0.72 | 1.32
32 | Simultaneous exportable capacity |  | To | 0.9 | 1 | 0.8 | 0.8 | 1.2 | 1.3 | 0.6 | 0.6 | 0.6 | 0.6 | 1.3 | 1.3 | 1.1 | 1.3 | 0.3 | 0.8 | 0.3 | 0.7

## NO
Summer Outlook Report 2016 | [21 empty] | Downward load factors modified
| Power Data (all entries are assumed to be >0) |  |  | Countrycode: |  | NO
| (Net values in GW, at a synchronous time every week) |  |  | Countryname: |  | Norway
| The dates are related to Wednesday of each week |  |  | 2016-06-01 | 2016-06-08 | 2016-06-15 | 2016-06-22 | 2016-06-29 | 2016-07-06 | 2016-07-13 | 2016-07-20 | 2016-07-27 | 2016-08-03 | 2016-08-10 | 2016-08-17 | 2016-08-24 | 2016-08-31 | 2016-09-07 | 2016-09-14 | 2016-09-21 | 2016-09-28
| WEEK |  |  | 22 | 23 | 24 | 25 | 26 | 27 | 28 | 29 | 30 | 31 | 32 | 33 | 34 | 35 | 36 | 37 | 38 | 39
| Time (CET) |  |  | 12:00 | 12:00 | 12:00 | 12:00 | 12:00 | 12:00 | 12:00 | 12:00 | 12:00 | 12:00 | 12:00 | 12:00 | 12:00 | 12:00 | 12:00 | 12:00 | 12:00 | 12:00
Line | PART A : INDIGINEOUS NATIONAL GENERATION | Severe Average Outage Rate | Normal Average Outage Rate
Net generating capacity:
1 | Nuclear Power | 0% | 0%
2 | Fossil Fuels |  |  | 1.6 | 1.6 | 1.6 | 1.6 | 1.6 | 1.6 | 1.6 | 1.6 | 1.6 | 1.6 | 1.6 | 1.6 | 1.6 | 1.6 | 1.6 | 1.6 | 1.6 | 1.6
2a | of which Lignite | 0% | 0% | 0 | 0 | 0 | 0 | 0 | 0 | 0 | 0 | 0 | 0 | 0 | 0 | 0 | 0 | 0 | 0 | 0 | 0
2b | of which Hard Coal | 0% | 0% | 0 | 0 | 0 | 0 | 0 | 0 | 0 | 0 | 0 | 0 | 0 | 0 | 0 | 0 | 0 | 0 | 0 | 0
2c | of which Gas | 0% | 0% | 1.6 | 1.6 | 1.6 | 1.6 | 1.6 | 1.6 | 1.6 | 1.6 | 1.6 | 1.6 | 1.6 | 1.6 | 1.6 | 1.6 | 1.6 | 1.6 | 1.6 | 1.6
2d | of which Oil | 0% | 0% | 0 | 0 | 0 | 0 | 0 | 0 | 0 | 0 | 0 | 0 | 0 | 0 | 0 | 0 | 0 | 0 | 0 | 0
2e | of which Oil Shale | 0% | 0% | 0 | 0 | 0 | 0 | 0 | 0 | 0 | 0 | 0 | 0 | 0 | 0 | 0 | 0 | 0 | 0 | 0 | 0
2f | of which Mixed Fuels | 0% | 0% | 0 | 0 | 0 | 0 | 0 | 0 | 0 | 0 | 0 | 0 | 0 | 0 | 0 | 0 | 0 | 0 | 0 | 0
3 | Renewable Energy Sources (other than hydro) |  |  | 0.8647 | 0.8647 | 0.8647 | 0.8647 | 0.8647 | 0.8647 | 0.8647 | 0.8647 | 0.8647 | 0.8647 | 0.8647 | 0.8647 | 0.8647 | 0.8647 | 0.8647 | 0.8647 | 0.8647 | 0.8647
3a | of which onshore wind | 0% | 0% | 0.86 | 0.86 | 0.86 | 0.86 | 0.86 | 0.86 | 0.86 | 0.86 | 0.86 | 0.86 | 0.86 | 0.86 | 0.86 | 0.86 | 0.86 | 0.86 | 0.86 | 0.86
3b | of which offshore wind | 0% | 0% | 0 | 0 | 0 | 0 | 0 | 0 | 0 | 0 | 0 | 0 | 0 | 0 | 0 | 0 | 0 | 0 | 0 | 0
3c | of which Solar (PV) | 0% | 0% | 0.0017 | 0.0017 | 0.0017 | 0.0017 | 0.0017 | 0.0017 | 0.0017 | 0.0017 | 0.0017 | 0.0017 | 0.0017 | 0.0017 | 0.0017 | 0.0017 | 0.0017 | 0.0017 | 0.0017 | 0.0017
3d | of which Biomass | 0% | 0% | 0.003 | 0.003 | 0.003 | 0.003 | 0.003 | 0.003 | 0.003 | 0.003 | 0.003 | 0.003 | 0.003 | 0.003 | 0.003 | 0.003 | 0.003 | 0.003 | 0.003 | 0.003
3e | of which other RES (apart from hydro, including tidal, wave, geothermal, waste renewable, CSP,…) | 0% | 0% | 0 | 0 | 0 | 0 | 0 | 0 | 0 | 0 | 0 | 0 | 0 | 0 | 0 | 0 | 0 | 0 | 0 | 0
4 | Hydro power (total) | 1% | 1% | 31.2 | 31.2 | 31.2 | 31.2 | 31.2 | 31.2 | 31.2 | 31.2 | 31.2 | 31.2 | 31.2 | 31.2 | 31.2 | 31.2 | 31.2 | 31.2 | 31.2 | 31.2
4a | of which renewable hydro generation
5 | Other non-RES (incl. not clearly identifiable energy sources) | 0% | 0%
6 | Net generating capacity (6 = 1+2+3+4+5) |  |  | 33.6647 | 33.6647 | 33.6647 | 33.6647 | 33.6647 | 33.6647 | 33.6647 | 33.6647 | 33.6647 | 33.6647 | 33.6647 | 33.6647 | 33.6647 | 33.6647 | 33.6647 | 33.6647 | 33.6647 | 33.6647
7 | Maintenance & Overhauls (all power stations) |  |  | 1.6 | 3.152 | 3.772 | 3.908 | 3.814 | 1.979 | 1.218 | 1.218 | 1.438 | 1.458 | 1.645 | 2.009 | 2.378 | 3.758 | 1.828 | 2.082 | 1.912 | 1.798
7a | of which nuclear
7b | of which Lignite
7c | of which Hard Coal
7d | of which Gas |  |  | 0 | 0 | 0 | 0 | 0 | 0 | 0 | 0 | 0 | 0 | 0 | 0 | 0 | 0 | 0 | 0 | 0 | 0
7e | of which Oil
7f | of which Oil Shale
7g | of which Mixed Fuels
7h | of which onshore wind |  |  | 0 | 0 | 0 | 0 | 0 | 0 | 0 | 0 | 0 | 0 | 0 | 0 | 0 | 0 | 0 | 0 | 0 | 0
7i | of which offshore wind
7j | of which Solar (PV)
7k | of which Biomass
7l | of which other RES (NO hydro, including tidal, wave, geothermal, waste renewable, CSP,…)
7m | Hydro power (total) |  |  | 1.6 | 3.152 | 3.772 | 3.908 | 3.814 | 1.979 | 1.218 | 1.218 | 1.438 | 1.458 | 1.645 | 2.009 | 2.378 | 3.758 | 1.828 | 2.082 | 1.912 | 1.798
7n | of which renewable hydro generation
7o | of which other non-RES (including CHP non-renewable, waste non-renewable and other not clearly identified generation )
PART B : DATA UNDER NORMAL CONDITIONS
8 | Non-usable capacity at reference point (all power stations including mothballed, authorization & technical & legal constraints, energy source unavailability etc. ) |  |  | 5.9363 | 5.9488 | 5.9488 | 5.9456 | 5.9531 | 5.9529 | 5.9472 | 5.9495 | 5.9598 | 5.9592 | 5.955 | 5.9545 | 5.9366 | 5.9127 | 5.8762 | 5.8523 | 5.8544 | 5.8642
8a | of which nuclear
8b | of which Lignite
8c | of which Hard Coal
8d | of which Gas |  |  | 1.15 | 1.15 | 1.15 | 1.15 | 1.15 | 1.15 | 1.15 | 1.15 | 1.15 | 1.15 | 1.15 | 1.15 | 1.15 | 1.15 | 1.15 | 1.15 | 1.15 | 1.15
8e | of which Oil
8f | of which Oil Shale
8g | of which Mixed Fuels
8h | of which onshore wind |  |  | 0.78546 | 0.79794 | 0.79794 | 0.79471 | 0.8022 | 0.80197 | 0.79625 | 0.79853 | 0.80882 | 0.80823 | 0.80394 | 0.80346 | 0.78554 | 0.76155 | 0.72494 | 0.70105 | 0.70305 | 0.71288
8i | of which offshore wind |  |  | 0 | 0 | 0 | 0 | 0 | 0 | 0 | 0 | 0 | 0 | 0 | 0 | 0 | 0 | 0 | 0 | 0 | 0
8j | of which Solar |  |  | 0.00080439 | 0.00080565 | 0.00083708 | 0.00086163 | 0.00089423 | 0.00091463 | 0.00093153 | 0.00094829 | 0.0009603 | 0.00098943 | 0.0010393 | 0.0010732 | 0.0010962 | 0.001152 | 0.0012103 | 0.0012553 | 0.0013114 | 0.0013502
8k | of which Biomass
8l | of which other RES (apart from hydro)
8m | Hydro power (total) |  |  | 4 | 4 | 4 | 4 | 4 | 4 | 4 | 4 | 4 | 4 | 4 | 4 | 4 | 4 | 4 | 4 | 4 | 4
8n | of which renewable hydro generation
8o | of which other non-RES (incl. not clearly identifiable energy sources)
9 | Available capacity (9 = 6 - (7 + 8)) |  |  | 26.1284 | 24.5639 | 23.9439 | 23.8111 | 23.8976 | 25.7328 | 26.4995 | 26.4972 | 26.2669 | 26.2475 | 26.0647 | 25.7012 | 25.3501 | 23.994 | 25.9605 | 25.7304 | 25.8983 | 26.0025
10 | Outages: average expected value (all power stations) |  |  | 0.256 | 0.24048 | 0.23428 | 0.23292 | 0.23386 | 0.25221 | 0.25982 | 0.25982 | 0.25762 | 0.25742 | 0.25555 | 0.25191 | 0.24822 | 0.23442 | 0.25372 | 0.25118 | 0.25288 | 0.25402
11 | System services reserve (one hour ahead of real time) |  |  | 1.7 | 1.7 | 1.7 | 1.7 | 1.7 | 1.7 | 1.7 | 1.7 | 1.7 | 1.7 | 1.7 | 1.7 | 1.7 | 1.7 | 1.7 | 1.7 | 1.7 | 1.7
12 | Reliably available capacity (12 = 9 - (10 + 11)) |  |  | 24.1724 | 22.6235 | 22.0096 | 21.8782 | 21.9637 | 23.7806 | 24.5397 | 24.5374 | 24.3093 | 24.2901 | 24.1092 | 23.7493 | 23.4018 | 22.0596 | 24.0068 | 23.7792 | 23.9455 | 24.0485
13 | Load at reference point in time |  |  | 13.0688 | 12.8837 | 13.0361 | 12.8025 | 12.6026 | 12.1156 | 11.7202 | 11.7381 | 11.9629 | 12.3617 | 12.4747 | 12.5893 | 12.6103 | 12.9384 | 12.9355 | 13.4838 | 14.2926 | 14.4117
13b | Population average daily (24h) temperature (degrees Celsius) |  |  | 13.52 | 14.4 | 15.18 | 15.83 | 16.34 | 16.71 | 16.93 | 16.98 | 16.87 | 16.6 | 16.17 | 15.59 | 14.85 | 13.98 | 12.99 | 11.89 | 10.7 | 9.44
14 | Load reduction / load management and strategic reserves available at reference point in time |  |  | 0 | 0 | 0 | 0 | 0 | 0 | 0 | 0 | 0 | 0 | 0 | 0 | 0 | 0 | 0 | 0 | 0 | 0
15 | Net weekly load at reference point in time (15 = 13-14) |  |  | 13.0688 | 12.8837 | 13.0361 | 12.8025 | 12.6026 | 12.1156 | 11.7202 | 11.7381 | 11.9629 | 12.3617 | 12.4747 | 12.5893 | 12.6103 | 12.9384 | 12.9355 | 13.4838 | 14.2926 | 14.4117
16 | Remaining capacity at reference point in time (16 = 12- 15) |  |  | 11.1037 | 9.7398 | 8.9735 | 9.0757 | 9.3611 | 11.665 | 12.8195 | 12.7993 | 12.3464 | 11.9284 | 11.6345 | 11.1599 | 10.7915 | 9.1212 | 11.0714 | 10.2954 | 9.6529 | 9.6368
B1 | Weekly peak load (unrestricted reference point in time)
B2 | Daily hour of expected weekly peak load (e.g. 21st hour if the peak load is between 20:00 CET to 21:00 CET)
PART C : DATA FOR SEVERE CONDITIONS
17 | Non-usable capacity at reference point (all power stations including mothballed, authorization & technical & legal constraints, energy source unavailability etc. ) |  |  | 5.9957 | 5.9987 | 5.9969 | 6.0011 | 5.9999 | 5.9975 | 6.0005 | 6.002 | 6.0048 | 6.006 | 6.0012 | 5.9994 | 5.9945 | 5.992 | 5.9774 | 5.9679 | 5.9678 | 5.963
17a | of which nuclear
17b | of which Lignite
17c | of which Hard Coal
17d | of which Gas |  |  | 1.15 | 1.15 | 1.15 | 1.15 | 1.15 | 1.15 | 1.15 | 1.15 | 1.15 | 1.15 | 1.15 | 1.15 | 1.15 | 1.15 | 1.15 | 1.15 | 1.15 | 1.15
17e | of which Oil
17f | of which Oil Shale
17g | of which Mixed Fuels
17h | of which onshore wind |  |  | 0.84468 | 0.84769 | 0.84582 | 0.85006 | 0.84884 | 0.84636 | 0.84931 | 0.85082 | 0.85364 | 0.8548 | 0.84997 | 0.84811 | 0.84317 | 0.8407 | 0.82598 | 0.81641 | 0.81636 | 0.81151
17i | of which offshore wind |  |  | 0 | 0 | 0 | 0 | 0 | 0 | 0 | 0 | 0 | 0 | 0 | 0 | 0 | 0 | 0 | 0 | 0 | 0
17j | of which Solar |  |  | 0.00103 | 0.0010577 | 0.0010413 | 0.0010631 | 0.0010901 | 0.0011068 | 0.0011558 | 0.0011651 | 0.0011508 | 0.0011815 | 0.0012252 | 0.0012612 | 0.001286 | 0.0013393 | 0.001384 | 0.0014496 | 0.0014729 | 0.0015037
17k | of which Biomass
17l | of which other RES (apart from hydro)
17m | Hydro power (total) |  |  | 4 | 4 | 4 | 4 | 4 | 4 | 4 | 4 | 4 | 4 | 4 | 4 | 4 | 4 | 4 | 4 | 4 | 4
17n | of which renewable hydro generation
17o | of which other non-RES (incl. not clearly identifiable energy sources)
18 | Available capacity (18 = 6 - (7 + 17)) |  |  | 26.069 | 24.514 | 23.8958 | 23.7556 | 23.8508 | 25.6882 | 26.4462 | 26.4447 | 26.2219 | 26.2007 | 26.0185 | 25.6563 | 25.2922 | 23.9147 | 25.8593 | 25.6148 | 25.7849 | 25.9037
19 | Outages: average expected value (all power stations) under SEVERE conditions |  |  | 0.256 | 0.24048 | 0.23428 | 0.23292 | 0.23386 | 0.25221 | 0.25982 | 0.25982 | 0.25762 | 0.25742 | 0.25555 | 0.25191 | 0.24822 | 0.23442 | 0.25372 | 0.25118 | 0.25288 | 0.25402
20 | System services reserve (one hour ahead of real time) under SEVERE conditions |  |  | 1.7 | 1.7 | 1.7 | 1.7 | 1.7 | 1.7 | 1.7 | 1.7 | 1.7 | 1.7 | 1.7 | 1.7 | 1.7 | 1.7 | 1.7 | 1.7 | 1.7 | 1.7
21 | Reliably available capacity under SEVERE conditions (21 = 18 - (19 + 20)) |  |  | 24.113 | 22.5735 | 21.9616 | 21.8227 | 21.9169 | 23.736 | 24.4864 | 24.4849 | 24.2643 | 24.2433 | 24.0629 | 23.7044 | 23.344 | 21.9802 | 23.9056 | 23.6637 | 23.832 | 23.9497
22 | Load at reference point in time (19:00 CET) under SEVERE conditions |  |  | 13.831 | 13.4431 | 13.7503 | 13.1554 | 12.8692 | 12.5519 | 12.0415 | 12.0714 | 12.3998 | 12.6808 | 12.7988 | 12.7107 | 12.7056 | 13.1799 | 13.1965 | 13.6496 | 14.5743 | 14.8529
23 | Load reduction / load management and strategic reserves available at reference point in time (19:00 CET) under SEVERE conditions |  |  | 0 | 0 | 0 | 0 | 0 | 0 | 0 | 0 | 0 | 0 | 0 | 0 | 0 | 0 | 0 | 0 | 0 | 0
24 | Net weekly peak load for SEVERE conditions (24 = 22-23) |  |  | 13.831 | 13.4431 | 13.7503 | 13.1554 | 12.8692 | 12.5519 | 12.0415 | 12.0714 | 12.3998 | 12.6808 | 12.7988 | 12.7107 | 12.7056 | 13.1799 | 13.1965 | 13.6496 | 14.5743 | 14.8529
25 | Remaining capacity for SEVERE conditions (25 = 21-24) |  |  | 10.282 | 9.1303 | 8.2113 | 8.6673 | 9.0477 | 11.1841 | 12.4449 | 12.4135 | 11.8645 | 11.5625 | 11.2642 | 10.9937 | 10.6384 | 8.8003 | 10.7091 | 10.014 | 9.2577 | 9.0968
C1 | Weekly peak load under SEVERE conditions (unrestricted reference point in time) |  |  | 15.2 | 14.3 | 14.5 | 13.7 | 14.8 | 13 | 12.7 | 12.5 | 12.8 | 13.4 | 13.4 | 13.2 | 13.4 | 13.9 | 14.3 | 15.2 | 16.1 | 16.7
C2 | Daily hour of expected weekly peak load (e.g. 21st hour if the peak load is between 20:00 CET to 21:00 CET) |  |  | 9 | 9 | 9 | 11 | 11 | 11 | 11 | 11 | 11 | 11 | 12 | 9 | 9 | 9 | 9 | 9 | 9 | 11
PART D: ADDITIONAL INFORMATION FOR INTERCONNECTORS
31 | Simultaneous importable capacity |  | From | 5.327 | 5.327 | 5.227 | 5.127 | 5.327 | 4.877 | 4.877 | 5.127 | 5.127 | 3.832 | 4.082 | 3.202 | 4.647 | 4.977 | 4.704 | 5.427 | 5.427 | 5.427
32 | Simultaneous exportable capacity |  | To | 4.877 | 4.877 | 4.977 | 4.977 | 5.277 | 5.277 | 5.277 | 4.977 | 4.977 | 3.682 | 3.882 | 2.652 | 4.747 | 4.877 | 4.804 | 5.527 | 5.527 | 5.527

## NL
Summer Outlook Report 2016 | [21 empty] | Downward load factors modified
| Power Data (all entries are assumed to be >0) |  |  | Countrycode: |  | NL
| (Net values in GW, at a synchronous time every week) |  |  | Countryname: |  | The Netherlands
| The dates are related to Wednesday of each week |  |  | 2016-06-01 | 2016-06-08 | 2016-06-15 | 2016-06-22 | 2016-06-29 | 2016-07-06 | 2016-07-13 | 2016-07-20 | 2016-07-27 | 2016-08-03 | 2016-08-10 | 2016-08-17 | 2016-08-24 | 2016-08-31 | 2016-09-07 | 2016-09-14 | 2016-09-21 | 2016-09-28
| WEEK |  |  | 22 | 23 | 24 | 25 | 26 | 27 | 28 | 29 | 30 | 31 | 32 | 33 | 34 | 35 | 36 | 37 | 38 | 39
| Time (CET) |  |  | 12:00 | 12:00 | 12:00 | 12:00 | 12:00 | 12:00 | 12:00 | 12:00 | 12:00 | 12:00 | 12:00 | 12:00 | 12:00 | 12:00 | 12:00 | 12:00 | 12:00 | 12:00
Line | PART A : INDIGINEOUS NATIONAL GENERATION | Severe Average Outage Rate | Normal Average Outage Rate
Net generating capacity:
1 | Nuclear Power | 5% | 5% | 0.486 | 0.486 | 0.486 | 0.486 | 0.486 | 0.486 | 0.486 | 0.486 | 0.486 | 0.486 | 0.486 | 0.486 | 0.486 | 0.486 | 0.486 | 0.486 | 0.486 | 0.486
2 | Fossil Fuels |  |  | 25.572 | 25.572 | 25.572 | 25.572 | 25.572 | 25.572 | 25.572 | 25.572 | 25.572 | 25.572 | 25.572 | 25.572 | 25.572 | 25.572 | 25.572 | 25.572 | 25.572 | 25.572
2a | of which Lignite | 8% | 8% | 0 | 0 | 0 | 0 | 0 | 0 | 0 | 0 | 0 | 0 | 0 | 0 | 0 | 0 | 0 | 0 | 0 | 0
2b | of which Hard Coal | 8% | 8% | 5.658 | 5.658 | 5.658 | 5.658 | 5.658 | 5.658 | 5.658 | 5.658 | 5.658 | 5.658 | 5.658 | 5.658 | 5.658 | 5.658 | 5.658 | 5.658 | 5.658 | 5.658
2c | of which Gas | 7% | 7% | 19.045 | 19.045 | 19.045 | 19.045 | 19.045 | 19.045 | 19.045 | 19.045 | 19.045 | 19.045 | 19.045 | 19.045 | 19.045 | 19.045 | 19.045 | 19.045 | 19.045 | 19.045
2d | of which Oil | 9% | 9% | 0 | 0 | 0 | 0 | 0 | 0 | 0 | 0 | 0 | 0 | 0 | 0 | 0 | 0 | 0 | 0 | 0 | 0
2e | of which Oil Shale | 9% | 9% | 0 | 0 | 0 | 0 | 0 | 0 | 0 | 0 | 0 | 0 | 0 | 0 | 0 | 0 | 0 | 0 | 0 | 0
2f | of which Mixed Fuels | 8% | 8% | 0.869 | 0.869 | 0.869 | 0.869 | 0.869 | 0.869 | 0.869 | 0.869 | 0.869 | 0.869 | 0.869 | 0.869 | 0.869 | 0.869 | 0.869 | 0.869 | 0.869 | 0.869
3 | Renewable Energy Sources (other than hydro) |  |  | 5.468 | 5.468 | 5.468 | 5.468 | 5.468 | 5.468 | 5.468 | 5.468 | 5.468 | 5.468 | 5.468 | 5.468 | 5.468 | 5.468 | 5.468 | 5.468 | 5.468 | 5.468
3a | of which onshore wind | 8% | 8% | 3.284 | 3.284 | 3.284 | 3.284 | 3.284 | 3.284 | 3.284 | 3.284 | 3.284 | 3.284 | 3.284 | 3.284 | 3.284 | 3.284 | 3.284 | 3.284 | 3.284 | 3.284
3b | of which offshore wind | 8% | 8% | 0.357 | 0.357 | 0.357 | 0.357 | 0.357 | 0.357 | 0.357 | 0.357 | 0.357 | 0.357 | 0.357 | 0.357 | 0.357 | 0.357 | 0.357 | 0.357 | 0.357 | 0.357
3c | of which Solar (PV) | 8% | 8% | 1.429 | 1.429 | 1.429 | 1.429 | 1.429 | 1.429 | 1.429 | 1.429 | 1.429 | 1.429 | 1.429 | 1.429 | 1.429 | 1.429 | 1.429 | 1.429 | 1.429 | 1.429
3d | of which Biomass | 5% | 5% | 0.398 | 0.398 | 0.398 | 0.398 | 0.398 | 0.398 | 0.398 | 0.398 | 0.398 | 0.398 | 0.398 | 0.398 | 0.398 | 0.398 | 0.398 | 0.398 | 0.398 | 0.398
3e | of which other RES (apart from hydro, including tidal, wave, geothermal, waste renewable, CSP,…) | 7% | 7% | 0 | 0 | 0 | 0 | 0 | 0 | 0 | 0 | 0 | 0 | 0 | 0 | 0 | 0 | 0 | 0 | 0 | 0
4 | Hydro power (total) | 5% | 5% | 0.038 | 0.038 | 0.038 | 0.038 | 0.038 | 0.038 | 0.038 | 0.038 | 0.038 | 0.038 | 0.038 | 0.038 | 0.038 | 0.038 | 0.038 | 0.038 | 0.038 | 0.038
4a | of which renewable hydro generation |  |  | 0.038 | 0.038 | 0.038 | 0.038 | 0.038 | 0.038 | 0.038 | 0.038 | 0.038 | 0.038 | 0.038 | 0.038 | 0.038 | 0.038 | 0.038 | 0.038 | 0.038 | 0.038
5 | Other non-RES (incl. not clearly identifiable energy sources) | 7% | 7% | 0.674 | 0.674 | 0.674 | 0.674 | 0.674 | 0.674 | 0.674 | 0.674 | 0.674 | 0.674 | 0.674 | 0.674 | 0.674 | 0.674 | 0.674 | 0.674 | 0.674 | 0.674
6 | Net generating capacity (6 = 1+2+3+4+5) |  |  | 32.238 | 32.238 | 32.238 | 32.238 | 32.238 | 32.238 | 32.238 | 32.238 | 32.238 | 32.238 | 32.238 | 32.238 | 32.238 | 32.238 | 32.238 | 32.238 | 32.238 | 32.238
7 | Maintenance & Overhauls (all power stations) |  |  | 1.6759 | 1.6759 | 1.6759 | 1.6759 | 1.6759 | 1.6759 | 1.6759 | 1.6759 | 1.6759 | 1.6759 | 1.6759 | 1.6759 | 1.6759 | 1.6759 | 1.6759 | 1.6759 | 1.6759 | 1.6759
7a | of which nuclear |  |  | 0.0729 | 0.0729 | 0.0729 | 0.0729 | 0.0729 | 0.0729 | 0.0729 | 0.0729 | 0.0729 | 0.0729 | 0.0729 | 0.0729 | 0.0729 | 0.0729 | 0.0729 | 0.0729 | 0.0729 | 0.0729
7b | of which Lignite |  |  | 0 | 0 | 0 | 0 | 0 | 0 | 0 | 0 | 0 | 0 | 0 | 0 | 0 | 0 | 0 | 0 | 0 | 0
7c | of which Hard Coal |  |  | 0.2829 | 0.2829 | 0.2829 | 0.2829 | 0.2829 | 0.2829 | 0.2829 | 0.2829 | 0.2829 | 0.2829 | 0.2829 | 0.2829 | 0.2829 | 0.2829 | 0.2829 | 0.2829 | 0.2829 | 0.2829
7d | of which Gas |  |  | 0.95225 | 0.95225 | 0.95225 | 0.95225 | 0.95225 | 0.95225 | 0.95225 | 0.95225 | 0.95225 | 0.95225 | 0.95225 | 0.95225 | 0.95225 | 0.95225 | 0.95225 | 0.95225 | 0.95225 | 0.95225
7e | of which Oil |  |  | 0 | 0 | 0 | 0 | 0 | 0 | 0 | 0 | 0 | 0 | 0 | 0 | 0 | 0 | 0 | 0 | 0 | 0
7f | of which Oil Shale |  |  | 0 | 0 | 0 | 0 | 0 | 0 | 0 | 0 | 0 | 0 | 0 | 0 | 0 | 0 | 0 | 0 | 0 | 0
7g | of which Mixed Fuels |  |  | 0.05214 | 0.05214 | 0.05214 | 0.05214 | 0.05214 | 0.05214 | 0.05214 | 0.05214 | 0.05214 | 0.05214 | 0.05214 | 0.05214 | 0.05214 | 0.05214 | 0.05214 | 0.05214 | 0.05214 | 0.05214
7h | of which onshore wind |  |  | 0.1642 | 0.1642 | 0.1642 | 0.1642 | 0.1642 | 0.1642 | 0.1642 | 0.1642 | 0.1642 | 0.1642 | 0.1642 | 0.1642 | 0.1642 | 0.1642 | 0.1642 | 0.1642 | 0.1642 | 0.1642
7i | of which offshore wind |  |  | 0.01785 | 0.01785 | 0.01785 | 0.01785 | 0.01785 | 0.01785 | 0.01785 | 0.01785 | 0.01785 | 0.01785 | 0.01785 | 0.01785 | 0.01785 | 0.01785 | 0.01785 | 0.01785 | 0.01785 | 0.01785
7j | of which Solar (PV) |  |  | 0.07145 | 0.07145 | 0.07145 | 0.07145 | 0.07145 | 0.07145 | 0.07145 | 0.07145 | 0.07145 | 0.07145 | 0.07145 | 0.07145 | 0.07145 | 0.07145 | 0.07145 | 0.07145 | 0.07145 | 0.07145
7k | of which Biomass |  |  | 0.0199 | 0.0199 | 0.0199 | 0.0199 | 0.0199 | 0.0199 | 0.0199 | 0.0199 | 0.0199 | 0.0199 | 0.0199 | 0.0199 | 0.0199 | 0.0199 | 0.0199 | 0.0199 | 0.0199 | 0.0199
7l | of which other RES (NO hydro, including tidal, wave, geothermal, waste renewable, CSP,…) |  |  | 0 | 0 | 0 | 0 | 0 | 0 | 0 | 0 | 0 | 0 | 0 | 0 | 0 | 0 | 0 | 0 | 0 | 0
7m | Hydro power (total) |  |  | 0.0019 | 0.0019 | 0.0019 | 0.0019 | 0.0019 | 0.0019 | 0.0019 | 0.0019 | 0.0019 | 0.0019 | 0.0019 | 0.0019 | 0.0019 | 0.0019 | 0.0019 | 0.0019 | 0.0019 | 0.0019
7n | of which renewable hydro generation |  |  | 0.0019 | 0.0019 | 0.0019 | 0.0019 | 0.0019 | 0.0019 | 0.0019 | 0.0019 | 0.0019 | 0.0019 | 0.0019 | 0.0019 | 0.0019 | 0.0019 | 0.0019 | 0.0019 | 0.0019 | 0.0019
7o | of which other non-RES (including CHP non-renewable, waste non-renewable and other not clearly identified generation ) |  |  | 0.04044 | 0.04044 | 0.04044 | 0.04044 | 0.04044 | 0.04044 | 0.04044 | 0.04044 | 0.04044 | 0.04044 | 0.04044 | 0.04044 | 0.04044 | 0.04044 | 0.04044 | 0.04044 | 0.04044 | 0.04044
PART B : DATA UNDER NORMAL CONDITIONS
8 | Non-usable capacity at reference point (all power stations including mothballed, authorization & technical & legal constraints, energy source unavailability etc. ) |  |  | 8.5792 | 8.6322 | 8.572 | 8.5017 | 8.5249 | 8.5302 | 8.5036 | 8.5872 | 8.7004 | 8.7014 | 8.6553 | 8.665 | 8.6633 | 8.7005 | 8.7145 | 8.6678 | 8.8205 | 8.9002
8a | of which nuclear |  |  | 0 | 0 | 0 | 0 | 0 | 0 | 0 | 0 | 0 | 0 | 0 | 0 | 0 | 0 | 0 | 0 | 0 | 0
8b | of which Lignite |  |  | 0 | 0 | 0 | 0 | 0 | 0 | 0 | 0 | 0 | 0 | 0 | 0 | 0 | 0 | 0 | 0 | 0 | 0
8c | of which Hard Coal |  |  | 0 | 0 | 0 | 0 | 0 | 0 | 0 | 0 | 0 | 0 | 0 | 0 | 0 | 0 | 0 | 0 | 0 | 0
8d | of which Gas |  |  | 4.722 | 4.722 | 4.722 | 4.722 | 4.722 | 4.722 | 4.722 | 4.722 | 4.722 | 4.722 | 4.722 | 4.722 | 4.722 | 4.722 | 4.722 | 4.722 | 4.722 | 4.722
8e | of which Oil |  |  | 0 | 0 | 0 | 0 | 0 | 0 | 0 | 0 | 0 | 0 | 0 | 0 | 0 | 0 | 0 | 0 | 0 | 0
8f | of which Oil Shale |  |  | 0 | 0 | 0 | 0 | 0 | 0 | 0 | 0 | 0 | 0 | 0 | 0 | 0 | 0 | 0 | 0 | 0 | 0
8g | of which Mixed Fuels |  |  | 0 | 0 | 0 | 0 | 0 | 0 | 0 | 0 | 0 | 0 | 0 | 0 | 0 | 0 | 0 | 0 | 0 | 0
8h | of which onshore wind |  |  | 2.9756 | 3.0173 | 2.9744 | 2.9181 | 2.9239 | 2.9211 | 2.9053 | 2.966 | 3.0381 | 3.0267 | 2.9658 | 2.9647 | 2.9551 | 2.9575 | 2.9429 | 2.8828 | 2.9382 | 2.9014
8i | of which offshore wind |  |  | 0.27456 | 0.28939 | 0.27847 | 0.26432 | 0.26866 | 0.27361 | 0.26762 | 0.28288 | 0.29794 | 0.28783 | 0.27918 | 0.27586 | 0.27136 | 0.26952 | 0.26246 | 0.23711 | 0.26188 | 0.25515
8j | of which Solar |  |  | 0.60707 | 0.60353 | 0.5971 | 0.59734 | 0.61025 | 0.61352 | 0.60864 | 0.61633 | 0.64239 | 0.66489 | 0.68832 | 0.70244 | 0.71475 | 0.75153 | 0.78715 | 0.82592 | 0.89848 | 1.0216
8k | of which Biomass |  |  | 0 | 0 | 0 | 0 | 0 | 0 | 0 | 0 | 0 | 0 | 0 | 0 | 0 | 0 | 0 | 0 | 0 | 0
8l | of which other RES (apart from hydro) |  |  | 0 | 0 | 0 | 0 | 0 | 0 | 0 | 0 | 0 | 0 | 0 | 0 | 0 | 0 | 0 | 0 | 0 | 0
8m | Hydro power (total) |  |  | 0 | 0 | 0 | 0 | 0 | 0 | 0 | 0 | 0 | 0 | 0 | 0 | 0 | 0 | 0 | 0 | 0 | 0
8n | of which renewable hydro generation |  |  | 0 | 0 | 0 | 0 | 0 | 0 | 0 | 0 | 0 | 0 | 0 | 0 | 0 | 0 | 0 | 0 | 0 | 0
8o | of which other non-RES (incl. not clearly identifiable energy sources) |  |  | 0 | 0 | 0 | 0 | 0 | 0 | 0 | 0 | 0 | 0 | 0 | 0 | 0 | 0 | 0 | 0 | 0 | 0
9 | Available capacity (9 = 6 - (7 + 8)) |  |  | 21.9828 | 21.9298 | 21.9901 | 22.0604 | 22.0372 | 22.0319 | 22.0585 | 21.9749 | 21.8616 | 21.8607 | 21.9068 | 21.897 | 21.8988 | 21.8616 | 21.8476 | 21.8942 | 21.7415 | 21.6619
10 | Outages: average expected value (all power stations) |  |  | 1.5938 | 1.5895 | 1.5943 | 1.6 | 1.5981 | 1.5977 | 1.5998 | 1.5931 | 1.5841 | 1.584 | 1.5877 | 1.5869 | 1.587 | 1.5841 | 1.5829 | 1.5867 | 1.5745 | 1.5681
11 | System services reserve (one hour ahead of real time) |  |  | 0.751 | 0.751 | 0.751 | 0.751 | 0.751 | 0.751 | 0.751 | 0.751 | 0.751 | 0.751 | 0.751 | 0.751 | 0.751 | 0.751 | 0.751 | 0.751 | 0.751 | 0.751
12 | Reliably available capacity (12 = 9 - (10 + 11)) |  |  | 19.6381 | 19.5893 | 19.6447 | 19.7094 | 19.6881 | 19.6832 | 19.7077 | 19.6307 | 19.5266 | 19.5257 | 19.5681 | 19.5591 | 19.5608 | 19.5265 | 19.5136 | 19.5566 | 19.4161 | 19.3428
13 | Load at reference point in time |  |  | 14.9 | 14.6 | 14.6 | 14.6 | 15.6 | 15.3 | 15.2 | 14.5 | 13.9 | 13.6 | 14.6 | 14.5 | 14.8 | 15 | 14.7 | 15.7 | 15.1 | 14.5
13b | Population average daily (24h) temperature (degrees Celsius) |  |  | 13.98 | 14.6 | 15.16 | 15.65 | 16.06 | 16.39 | 16.63 | 16.78 | 16.83 | 16.77 | 16.62 | 16.36 | 16 | 15.54 | 14.99 | 14.35 | 13.63 | 12.84
14 | Load reduction / load management and strategic reserves available at reference point in time |  |  | 0.751 | 0.751 | 0.751 | 0.751 | 0.751 | 0.751 | 0.751 | 0.751 | 0.751 | 0.751 | 0.751 | 0.751 | 0.751 | 0.751 | 0.751 | 0.751 | 0.751 | 0.751
15 | Net weekly load at reference point in time (15 = 13-14) |  |  | 14.149 | 13.849 | 13.849 | 13.849 | 14.849 | 14.549 | 14.449 | 13.749 | 13.149 | 12.849 | 13.849 | 13.749 | 14.049 | 14.249 | 13.949 | 14.949 | 14.349 | 13.749
16 | Remaining capacity at reference point in time (16 = 12- 15) |  |  | 5.4891 | 5.7403 | 5.7957 | 5.8604 | 4.8391 | 5.1342 | 5.2587 | 5.8817 | 6.3776 | 6.6767 | 5.7191 | 5.8101 | 5.5118 | 5.2775 | 5.5646 | 4.6076 | 5.0671 | 5.5938
B1 | Weekly peak load (unrestricted reference point in time) |  |  | 15.4 | 15 | 14.9 | 15 | 15.2 | 15.7 | 15.4 | 14.6 | 14.3 | 14.5 | 15.1 | 15 | 15.2 | 16 | 15.1 | 15.7 | 15.4 | 14.9
B2 | Daily hour of expected weekly peak load (e.g. 21st hour if the peak load is between 20:00 CET to 21:00 CET) |  |  | 12 | 12 | 12 | 12 | 12 | 14 | 14 | 14 | 14 | 12 | 12 | 12 | 12 | 17 | 12 | 12 | 12 | 10
PART C : DATA FOR SEVERE CONDITIONS
17 | Non-usable capacity at reference point (all power stations including mothballed, authorization & technical & legal constraints, energy source unavailability etc. ) |  |  | 9.1822 | 9.1673 | 9.1005 | 9.0545 | 9.0491 | 9.0234 | 9.1289 | 9.0381 | 9.0864 | 9.1988 | 9.2456 | 9.2458 | 9.3027 | 9.3566 | 9.368 | 9.3701 | 9.4177 | 9.4492
17a | of which nuclear |  |  | 0 | 0 | 0 | 0 | 0 | 0 | 0 | 0 | 0 | 0 | 0 | 0 | 0 | 0 | 0 | 0 | 0 | 0
17b | of which Lignite |  |  | 0 | 0 | 0 | 0 | 0 | 0 | 0 | 0 | 0 | 0 | 0 | 0 | 0 | 0 | 0 | 0 | 0 | 0
17c | of which Hard Coal |  |  | 0 | 0 | 0 | 0 | 0 | 0 | 0 | 0 | 0 | 0 | 0 | 0 | 0 | 0 | 0 | 0 | 0 | 0
17d | of which Gas |  |  | 4.722 | 4.722 | 4.722 | 4.722 | 4.722 | 4.722 | 4.722 | 4.722 | 4.722 | 4.722 | 4.722 | 4.722 | 4.722 | 4.722 | 4.722 | 4.722 | 4.722 | 4.722
17e | of which Oil |  |  | 0 | 0 | 0 | 0 | 0 | 0 | 0 | 0 | 0 | 0 | 0 | 0 | 0 | 0 | 0 | 0 | 0 | 0
17f | of which Oil Shale |  |  | 0 | 0 | 0 | 0 | 0 | 0 | 0 | 0 | 0 | 0 | 0 | 0 | 0 | 0 | 0 | 0 | 0 | 0
17g | of which Mixed Fuels |  |  | 0 | 0 | 0 | 0 | 0 | 0 | 0 | 0 | 0 | 0 | 0 | 0 | 0 | 0 | 0 | 0 | 0 | 0
17h | of which onshore wind |  |  | 3.1191 | 3.1197 | 3.1197 | 3.1193 | 3.1195 | 3.1188 | 3.1192 | 3.1193 | 3.1198 | 3.1195 | 3.1196 | 3.1198 | 3.1193 | 3.1192 | 3.1192 | 3.1176 | 3.1186 | 3.1178
17i | of which offshore wind |  |  | 0.33358 | 0.33378 | 0.3333 | 0.33307 | 0.3331 | 0.33061 | 0.33295 | 0.335 | 0.33593 | 0.33353 | 0.33208 | 0.33495 | 0.33368 | 0.33307 | 0.33365 | 0.32943 | 0.33353 | 0.3296
17j | of which Solar |  |  | 1.0075 | 0.99184 | 0.92552 | 0.88009 | 0.87459 | 0.85204 | 0.95468 | 0.86181 | 0.90872 | 1.0238 | 1.0719 | 1.0691 | 1.1276 | 1.1823 | 1.1931 | 1.2011 | 1.2436 | 1.2798
17k | of which Biomass |  |  | 0 | 0 | 0 | 0 | 0 | 0 | 0 | 0 | 0 | 0 | 0 | 0 | 0 | 0 | 0 | 0 | 0 | 0
17l | of which other RES (apart from hydro) |  |  | 0 | 0 | 0 | 0 | 0 | 0 | 0 | 0 | 0 | 0 | 0 | 0 | 0 | 0 | 0 | 0 | 0 | 0
17m | Hydro power (total) |  |  | 0 | 0 | 0 | 0 | 0 | 0 | 0 | 0 | 0 | 0 | 0 | 0 | 0 | 0 | 0 | 0 | 0 | 0
17n | of which renewable hydro generation |  |  | 0 | 0 | 0 | 0 | 0 | 0 | 0 | 0 | 0 | 0 | 0 | 0 | 0 | 0 | 0 | 0 | 0 | 0
17o | of which other non-RES (incl. not clearly identifiable energy sources) |  |  | 0 | 0 | 0 | 0 | 0 | 0 | 0 | 0 | 0 | 0 | 0 | 0 | 0 | 0 | 0 | 0 | 0 | 0
18 | Available capacity (18 = 6 - (7 + 17)) |  |  | 21.3799 | 21.3948 | 21.4616 | 21.5076 | 21.5129 | 21.5387 | 21.4332 | 21.5239 | 21.4756 | 21.3633 | 21.3165 | 21.3162 | 21.2594 | 21.2055 | 21.1941 | 21.1919 | 21.1443 | 21.1129
19 | Outages: average expected value (all power stations) under SEVERE conditions |  |  | 1.5455 | 1.5467 | 1.5521 | 1.5557 | 1.5562 | 1.5582 | 1.5498 | 1.5571 | 1.5532 | 1.5442 | 1.5405 | 1.5404 | 1.5359 | 1.5316 | 1.5307 | 1.5305 | 1.5267 | 1.5242
20 | System services reserve (one hour ahead of real time) under SEVERE conditions |  |  | 0.751 | 0.751 | 0.751 | 0.751 | 0.751 | 0.751 | 0.751 | 0.751 | 0.751 | 0.751 | 0.751 | 0.751 | 0.751 | 0.751 | 0.751 | 0.751 | 0.751 | 0.751
21 | Reliably available capacity under SEVERE conditions (21 = 18 - (19 + 20)) |  |  | 19.0833 | 19.097 | 19.1585 | 19.2008 | 19.2058 | 19.2294 | 19.1324 | 19.2159 | 19.1714 | 19.0681 | 19.025 | 19.0248 | 18.9725 | 18.9229 | 18.9124 | 18.9105 | 18.8667 | 18.8377
22 | Load at reference point in time (19:00 CET) under SEVERE conditions |  |  | 14.9 | 14.6 | 14.6 | 14.6 | 15.6 | 15.3 | 15.2 | 14.5 | 13.9 | 13.6 | 14.6 | 14.5 | 14.8 | 15 | 14.7 | 15.7 | 15.1 | 14.5
23 | Load reduction / load management and strategic reserves available at reference point in time (19:00 CET) under SEVERE conditions |  |  | 0.751 | 0.751 | 0.751 | 0.751 | 0.751 | 0.751 | 0.751 | 0.751 | 0.751 | 0.751 | 0.751 | 0.751 | 0.751 | 0.751 | 0.751 | 0.751 | 0.751 | 0.751
24 | Net weekly peak load for SEVERE conditions (24 = 22-23) |  |  | 14.149 | 13.849 | 13.849 | 13.849 | 14.849 | 14.549 | 14.449 | 13.749 | 13.149 | 12.849 | 13.849 | 13.749 | 14.049 | 14.249 | 13.949 | 14.949 | 14.349 | 13.749
25 | Remaining capacity for SEVERE conditions (25 = 21-24) |  |  | 4.9343 | 5.248 | 5.3095 | 5.3518 | 4.3568 | 4.6804 | 4.6834 | 5.4669 | 6.0224 | 6.2191 | 5.176 | 5.2758 | 4.9235 | 4.6739 | 4.9634 | 3.9615 | 4.5177 | 5.0887
C1 | Weekly peak load under SEVERE conditions (unrestricted reference point in time) |  |  | 15.4 | 15 | 14.9 | 15 | 15.2 | 15.7 | 15.4 | 14.6 | 14.3 | 14.5 | 15.1 | 15 | 15.2 | 16 | 15.1 | 15.7 | 15.4 | 14.9
C2 | Daily hour of expected weekly peak load (e.g. 21st hour if the peak load is between 20:00 CET to 21:00 CET) |  |  | 12 | 12 | 12 | 12 | 12 | 14 | 14 | 14 | 14 | 12 | 12 | 12 | 12 | 17 | 12 | 12 | 12 | 10
PART D: ADDITIONAL INFORMATION FOR INTERCONNECTORS
31 | Simultaneous importable capacity |  | From | 5.95 | 5.95 | 5.95 | 5.95 | 5.95 | 5.95 | 5.95 | 5.95 | 5.95 | 5.95 | 5.95 | 5.95 | 5.95 | 5.95 | 5.95 | 5.95 | 5.95 | 5.95
32 | Simultaneous exportable capacity |  | To | 5.95 | 5.95 | 5.95 | 5.95 | 5.95 | 5.95 | 5.95 | 5.95 | 5.95 | 5.95 | 5.95 | 5.95 | 5.95 | 5.95 | 5.95 | 5.95 | 5.95 | 5.95

## NI
Summer Outlook Report 2016 | [21 empty] | Downward load factors modified
| Power Data (all entries are assumed to be >0) |  |  | Countrycode: |  | NI
| (Net values in GW, at a synchronous time every week) |  |  | Countryname: |  | Northern Ireland
| The dates are related to Wednesday of each week |  |  | 2016-06-01 | 2016-06-08 | 2016-06-15 | 2016-06-22 | 2016-06-29 | 2016-07-06 | 2016-07-13 | 2016-07-20 | 2016-07-27 | 2016-08-03 | 2016-08-10 | 2016-08-17 | 2016-08-24 | 2016-08-31 | 2016-09-07 | 2016-09-14 | 2016-09-21 | 2016-09-28
| WEEK |  |  | 22 | 23 | 24 | 25 | 26 | 27 | 28 | 29 | 30 | 31 | 32 | 33 | 34 | 35 | 36 | 37 | 38 | 39
| Time (CET) |  |  | 12:00 | 12:00 | 12:00 | 12:00 | 12:00 | 12:00 | 12:00 | 12:00 | 12:00 | 12:00 | 12:00 | 12:00 | 12:00 | 12:00 | 12:00 | 12:00 | 12:00 | 12:00
Line | PART A : INDIGINEOUS NATIONAL GENERATION | Severe Average Outage Rate | Normal Average Outage Rate
Net generating capacity:
1 | Nuclear Power | 5% | 5% | 0 | 0 | 0 | 0 | 0 | 0 | 0 | 0 | 0 | 0 | 0 | 0 | 0 | 0 | 0 | 0 | 0 | 0
2 | Fossil Fuels |  |  | 2.16 | 2.16 | 2.16 | 2.16 | 2.16 | 2.16 | 2.16 | 2.16 | 2.16 | 2.16 | 2.16 | 2.16 | 2.16 | 2.16 | 2.16 | 2.16 | 2.16 | 2.16
2a | of which Lignite | 9% | 9% | 0 | 0 | 0 | 0 | 0 | 0 | 0 | 0 | 0 | 0 | 0 | 0 | 0 | 0 | 0 | 0 | 0 | 0
2b | of which Hard Coal | 9% | 9% | 0 | 0 | 0 | 0 | 0 | 0 | 0 | 0 | 0 | 0 | 0 | 0 | 0 | 0 | 0 | 0 | 0 | 0
2c | of which Gas | 7% | 7% | 1.28 | 1.28 | 1.28 | 1.28 | 1.28 | 1.28 | 1.28 | 1.28 | 1.28 | 1.28 | 1.28 | 1.28 | 1.28 | 1.28 | 1.28 | 1.28 | 1.28 | 1.28
2d | of which Oil | 9% | 9% | 0.4 | 0.4 | 0.4 | 0.4 | 0.4 | 0.4 | 0.4 | 0.4 | 0.4 | 0.4 | 0.4 | 0.4 | 0.4 | 0.4 | 0.4 | 0.4 | 0.4 | 0.4
2e | of which Oil Shale | 8.75% | 8.75% | 0 | 0 | 0 | 0 | 0 | 0 | 0 | 0 | 0 | 0 | 0 | 0 | 0 | 0 | 0 | 0 | 0 | 0
2f | of which Mixed Fuels | 8.75% | 8.75% | 0.48 | 0.48 | 0.48 | 0.48 | 0.48 | 0.48 | 0.48 | 0.48 | 0.48 | 0.48 | 0.48 | 0.48 | 0.48 | 0.48 | 0.48 | 0.48 | 0.48 | 0.48
3 | Renewable Energy Sources (other than hydro) |  |  | 0.66 | 0.66 | 0.66 | 0.66 | 0.66 | 0.66 | 0.66 | 0.66 | 0.66 | 0.66 | 0.66 | 0.66 | 0.66 | 0.66 | 0.66 | 0.66 | 0.66 | 0.66
3a | of which onshore wind | 0% | 0% | 0.64 | 0.64 | 0.64 | 0.64 | 0.64 | 0.64 | 0.64 | 0.64 | 0.64 | 0.64 | 0.64 | 0.64 | 0.64 | 0.64 | 0.64 | 0.64 | 0.64 | 0.64
3b | of which offshore wind | 1.44% | 1.44% | 0 | 0 | 0 | 0 | 0 | 0 | 0 | 0 | 0 | 0 | 0 | 0 | 0 | 0 | 0 | 0 | 0 | 0
3c | of which Solar (PV) | 0% | 0% | 0 | 0 | 0 | 0 | 0 | 0 | 0 | 0 | 0 | 0 | 0 | 0 | 0 | 0 | 0 | 0 | 0 | 0
3d | of which Biomass | 10% | 10% | 0.02 | 0.02 | 0.02 | 0.02 | 0.02 | 0.02 | 0.02 | 0.02 | 0.02 | 0.02 | 0.02 | 0.02 | 0.02 | 0.02 | 0.02 | 0.02 | 0.02 | 0.02
3e | of which other RES (apart from hydro, including tidal, wave, geothermal, waste renewable, CSP,…) | 0% | 0% | 0 | 0 | 0 | 0 | 0 | 0 | 0 | 0 | 0 | 0 | 0 | 0 | 0 | 0 | 0 | 0 | 0 | 0
4 | Hydro power (total) | 0% | 0% | 0 | 0 | 0 | 0 | 0 | 0 | 0 | 0 | 0 | 0 | 0 | 0 | 0 | 0 | 0 | 0 | 0 | 0
4a | of which renewable hydro generation |  |  | 0 | 0 | 0 | 0 | 0 | 0 | 0 | 0 | 0 | 0 | 0 | 0 | 0 | 0 | 0 | 0 | 0 | 0
5 | Other non-RES (incl. not clearly identifiable energy sources) | 0% | 0% | 0 | 0 | 0 | 0 | 0 | 0 | 0 | 0 | 0 | 0 | 0 | 0 | 0 | 0 | 0 | 0 | 0 | 0
6 | Net generating capacity (6 = 1+2+3+4+5) |  |  | 2.82 | 2.82 | 2.82 | 2.82 | 2.82 | 2.82 | 2.82 | 2.82 | 2.82 | 2.82 | 2.82 | 2.82 | 2.82 | 2.82 | 2.82 | 2.82 | 2.82 | 2.82
7 | Maintenance & Overhauls (all power stations) |  |  | 0.094 | 0.49 | 0.49 | 0 | 0 | 0 | 0 | 0 | 0.084 | 0.084 | 0 | 0 | 0.4 | 0.4 | 0.4 | 0.4 | 0.4 | 0
7a | of which nuclear |  |  | 0 | 0 | 0 | 0 | 0 | 0 | 0 | 0 | 0 | 0 | 0 | 0 | 0 | 0 | 0 | 0 | 0 | 0
7b | of which Lignite |  |  | 0 | 0 | 0 | 0 | 0 | 0 | 0 | 0 | 0 | 0 | 0 | 0 | 0 | 0 | 0 | 0 | 0 | 0
7c | of which Hard Coal |  |  | 0 | 0 | 0 | 0 | 0 | 0 | 0 | 0 | 0 | 0 | 0 | 0 | 0 | 0 | 0 | 0 | 0 | 0
7d | of which Gas |  |  | 0.094 | 0.49 | 0.49 | 0 | 0 | 0 | 0 | 0 | 0 | 0 | 0 | 0 | 0.4 | 0.4 | 0.4 | 0.4 | 0.4 | 0
7e | of which Oil |  |  | 0 | 0 | 0 | 0 | 0 | 0 | 0 | 0 | 0.084 | 0.084 | 0 | 0 | 0 | 0 | 0 | 0 | 0 | 0
7f | of which Oil Shale |  |  | 0 | 0 | 0 | 0 | 0 | 0 | 0 | 0 | 0 | 0 | 0 | 0 | 0 | 0 | 0 | 0 | 0 | 0
7g | of which Mixed Fuels |  |  | 0 | 0 | 0 | 0 | 0 | 0 | 0 | 0 | 0 | 0 | 0 | 0 | 0 | 0 | 0 | 0 | 0 | 0
7h | of which onshore wind |  |  | 0 | 0 | 0 | 0 | 0 | 0 | 0 | 0 | 0 | 0 | 0 | 0 | 0 | 0 | 0 | 0 | 0 | 0
7i | of which offshore wind |  |  | 0 | 0 | 0 | 0 | 0 | 0 | 0 | 0 | 0 | 0 | 0 | 0 | 0 | 0 | 0 | 0 | 0 | 0
7j | of which Solar (PV) |  |  | 0 | 0 | 0 | 0 | 0 | 0 | 0 | 0 | 0 | 0 | 0 | 0 | 0 | 0 | 0 | 0 | 0 | 0
7k | of which Biomass |  |  | 0 | 0 | 0 | 0 | 0 | 0 | 0 | 0 | 0 | 0 | 0 | 0 | 0 | 0 | 0 | 0 | 0 | 0
7l | of which other RES (NO hydro, including tidal, wave, geothermal, waste renewable, CSP,…) |  |  | 0 | 0 | 0 | 0 | 0 | 0 | 0 | 0 | 0 | 0 | 0 | 0 | 0 | 0 | 0 | 0 | 0 | 0
7m | Hydro power (total) |  |  | 0 | 0 | 0 | 0 | 0 | 0 | 0 | 0 | 0 | 0 | 0 | 0 | 0 | 0 | 0 | 0 | 0 | 0
7n | of which renewable hydro generation |  |  | 0 | 0 | 0 | 0 | 0 | 0 | 0 | 0 | 0 | 0 | 0 | 0 | 0 | 0 | 0 | 0 | 0 | 0
7o | of which other non-RES (including CHP non-renewable, waste non-renewable and other not clearly identified generation ) |  |  | 0 | 0 | 0 | 0 | 0 | 0 | 0 | 0 | 0 | 0 | 0 | 0 | 0 | 0 | 0 | 0 | 0 | 0
PART B : DATA UNDER NORMAL CONDITIONS
8 | Non-usable capacity at reference point (all power stations including mothballed, authorization & technical & legal constraints, energy source unavailability etc. ) |  |  | 0.77468 | 0.77538 | 0.75321 | 0.75612 | 0.75467 | 0.75531 | 0.77212 | 0.7826 | 0.77329 | 0.77474 | 0.77486 | 0.75874 | 0.7588 | 0.74833 | 0.735 | 0.73204 | 0.71761 | 0.70097
8a | of which nuclear |  |  | 0 | 0 | 0 | 0 | 0 | 0 | 0 | 0 | 0 | 0 | 0 | 0 | 0 | 0 | 0 | 0 | 0 | 0
8b | of which Lignite |  |  | 0 | 0 | 0 | 0 | 0 | 0 | 0 | 0 | 0 | 0 | 0 | 0 | 0 | 0 | 0 | 0 | 0 | 0
8c | of which Hard Coal |  |  | 0 | 0 | 0 | 0 | 0 | 0 | 0 | 0 | 0 | 0 | 0 | 0 | 0 | 0 | 0 | 0 | 0 | 0
8d | of which Gas |  |  | 0.17 | 0.17 | 0.17 | 0.17 | 0.17 | 0.17 | 0.17 | 0.17 | 0.17 | 0.17 | 0.17 | 0.17 | 0.17 | 0.17 | 0.17 | 0.17 | 0.17 | 0.17
8e | of which Oil |  |  | 0 | 0 | 0 | 0 | 0 | 0 | 0 | 0 | 0 | 0 | 0 | 0 | 0 | 0 | 0 | 0 | 0 | 0
8f | of which Oil Shale |  |  | 0 | 0 | 0 | 0 | 0 | 0 | 0 | 0 | 0 | 0 | 0 | 0 | 0 | 0 | 0 | 0 | 0 | 0
8g | of which Mixed Fuels |  |  | 0 | 0 | 0 | 0 | 0 | 0 | 0 | 0 | 0 | 0 | 0 | 0 | 0 | 0 | 0 | 0 | 0 | 0
8h | of which onshore wind |  |  | 0.60468 | 0.60538 | 0.58321 | 0.58612 | 0.58467 | 0.58531 | 0.60212 | 0.6126 | 0.60329 | 0.60474 | 0.60486 | 0.58874 | 0.5888 | 0.57833 | 0.565 | 0.56204 | 0.54761 | 0.53097
8i | of which offshore wind |  |  | 0 | 0 | 0 | 0 | 0 | 0 | 0 | 0 | 0 | 0 | 0 | 0 | 0 | 0 | 0 | 0 | 0 | 0
8j | of which Solar |  |  | 0 | 0 | 0 | 0 | 0 | 0 | 0 | 0 | 0 | 0 | 0 | 0 | 0 | 0 | 0 | 0 | 0 | 0
8k | of which Biomass |  |  | 0 | 0 | 0 | 0 | 0 | 0 | 0 | 0 | 0 | 0 | 0 | 0 | 0 | 0 | 0 | 0 | 0 | 0
8l | of which other RES (apart from hydro) |  |  | 0 | 0 | 0 | 0 | 0 | 0 | 0 | 0 | 0 | 0 | 0 | 0 | 0 | 0 | 0 | 0 | 0 | 0
8m | Hydro power (total) |  |  | 0 | 0 | 0 | 0 | 0 | 0 | 0 | 0 | 0 | 0 | 0 | 0 | 0 | 0 | 0 | 0 | 0 | 0
8n | of which renewable hydro generation |  |  | 0 | 0 | 0 | 0 | 0 | 0 | 0 | 0 | 0 | 0 | 0 | 0 | 0 | 0 | 0 | 0 | 0 | 0
8o | of which other non-RES (incl. not clearly identifiable energy sources) |  |  | 0 | 0 | 0 | 0 | 0 | 0 | 0 | 0 | 0 | 0 | 0 | 0 | 0 | 0 | 0 | 0 | 0 | 0
9 | Available capacity (9 = 6 - (7 + 8)) |  |  | 1.9513 | 1.5546 | 1.5768 | 2.0639 | 2.0653 | 2.0647 | 2.0479 | 2.0374 | 1.9627 | 1.9613 | 2.0451 | 2.0613 | 1.6612 | 1.6717 | 1.685 | 1.688 | 1.7024 | 2.119
10 | Outages: average expected value (all power stations) |  |  | 0.15112 | 0.1234 | 0.1234 | 0.1577 | 0.1577 | 0.1577 | 0.1577 | 0.1577 | 0.15014 | 0.15014 | 0.1577 | 0.1577 | 0.1297 | 0.1297 | 0.1297 | 0.1297 | 0.1297 | 0.1577
11 | System services reserve (one hour ahead of real time) |  |  | 0.13 | 0.13 | 0.13 | 0.13 | 0.13 | 0.13 | 0.13 | 0.13 | 0.13 | 0.13 | 0.13 | 0.13 | 0.13 | 0.13 | 0.13 | 0.13 | 0.13 | 0.13
12 | Reliably available capacity (12 = 9 - (10 + 11)) |  |  | 1.6702 | 1.3012 | 1.3234 | 1.7762 | 1.7776 | 1.777 | 1.7602 | 1.7497 | 1.6826 | 1.6811 | 1.7574 | 1.7736 | 1.4015 | 1.412 | 1.4253 | 1.4283 | 1.4427 | 1.8313
13 | Load at reference point in time |  |  | 1.11 | 1.11 | 1.13 | 1.14 | 1.12 | 1.11 | 0.99 | 1.05 | 1.01 | 1.1 | 1.11 | 1.11 | 1.15 | 1.2 | 1.21 | 1.24 | 1.25 | 1.25
13b | Population average daily (24h) temperature (degrees Celsius)
14 | Load reduction / load management and strategic reserves available at reference point in time |  |  | 0.02 | 0.02 | 0.02 | 0.02 | 0.02 | 0.02 | 0.02 | 0.02 | 0.02 | 0.02 | 0.02 | 0.02 | 0.02 | 0.02 | 0.02 | 0.02 | 0.02 | 0.02
15 | Net weekly load at reference point in time (15 = 13-14) |  |  | 1.09 | 1.09 | 1.11 | 1.12 | 1.1 | 1.09 | 0.97 | 1.03 | 0.99 | 1.08 | 1.09 | 1.09 | 1.13 | 1.18 | 1.19 | 1.22 | 1.23 | 1.23
16 | Remaining capacity at reference point in time (16 = 12- 15) |  |  | 0.5802 | 0.21122 | 0.21339 | 0.65618 | 0.67763 | 0.68699 | 0.79018 | 0.7197 | 0.69257 | 0.60112 | 0.66744 | 0.68356 | 0.2715 | 0.23197 | 0.2353 | 0.20826 | 0.21269 | 0.60133
B1 | Weekly peak load (unrestricted reference point in time) |  |  | 1.3 | 1.3 | 1.32 | 1.33 | 1.31 | 1.28 | 1.07 | 1.217 | 1.266 | 1.26 | 1.27 | 1.27 | 1.32 | 1.346 | 1.346 | 1.378 | 1.378 | 1.397
B2 | Daily hour of expected weekly peak load (e.g. 21st hour if the peak load is between 20:00 CET to 21:00 CET) |  |  | 17 | 17 | 17 | 17 | 17 | 17 | 17 | 17 | 17 | 17 | 17 | 17 | 17 | 17 | 17 | 17 | 17 | 17
PART C : DATA FOR SEVERE CONDITIONS
17 | Non-usable capacity at reference point (all power stations including mothballed, authorization & technical & legal constraints, energy source unavailability etc. ) |  |  | 0.80988 | 0.81 | 0.80953 | 0.80942 | 0.80942 | 0.80994 | 0.80994 | 0.80977 | 0.80977 | 0.80988 | 0.80988 | 0.80971 | 0.80971 | 0.80919 | 0.80686 | 0.8075 | 0.80785 | 0.79947
17a | of which nuclear |  |  | 0 | 0 | 0 | 0 | 0 | 0 | 0 | 0 | 0 | 0 | 0 | 0 | 0 | 0 | 0 | 0 | 0 | 0
17b | of which Lignite |  |  | 0 | 0 | 0 | 0 | 0 | 0 | 0 | 0 | 0 | 0 | 0 | 0 | 0 | 0 | 0 | 0 | 0 | 0
17c | of which Hard Coal |  |  | 0 | 0 | 0 | 0 | 0 | 0 | 0 | 0 | 0 | 0 | 0 | 0 | 0 | 0 | 0 | 0 | 0 | 0
17d | of which Gas |  |  | 0.17 | 0.17 | 0.17 | 0.17 | 0.17 | 0.17 | 0.17 | 0.17 | 0.17 | 0.17 | 0.17 | 0.17 | 0.17 | 0.17 | 0.17 | 0.17 | 0.17 | 0.17
17e | of which Oil |  |  | 0 | 0 | 0 | 0 | 0 | 0 | 0 | 0 | 0 | 0 | 0 | 0 | 0 | 0 | 0 | 0 | 0 | 0
17f | of which Oil Shale |  |  | 0 | 0 | 0 | 0 | 0 | 0 | 0 | 0 | 0 | 0 | 0 | 0 | 0 | 0 | 0 | 0 | 0 | 0
17g | of which Mixed Fuels |  |  | 0 | 0 | 0 | 0 | 0 | 0 | 0 | 0 | 0 | 0 | 0 | 0 | 0 | 0 | 0 | 0 | 0 | 0
17h | of which onshore wind |  |  | 0.63988 | 0.64 | 0.63953 | 0.63942 | 0.63942 | 0.63994 | 0.63994 | 0.63977 | 0.63977 | 0.63988 | 0.63988 | 0.63971 | 0.63971 | 0.63919 | 0.63686 | 0.6375 | 0.63785 | 0.62947
17i | of which offshore wind |  |  | 0 | 0 | 0 | 0 | 0 | 0 | 0 | 0 | 0 | 0 | 0 | 0 | 0 | 0 | 0 | 0 | 0 | 0
17j | of which Solar |  |  | 0 | 0 | 0 | 0 | 0 | 0 | 0 | 0 | 0 | 0 | 0 | 0 | 0 | 0 | 0 | 0 | 0 | 0
17k | of which Biomass |  |  | 0 | 0 | 0 | 0 | 0 | 0 | 0 | 0 | 0 | 0 | 0 | 0 | 0 | 0 | 0 | 0 | 0 | 0
17l | of which other RES (apart from hydro) |  |  | 0 | 0 | 0 | 0 | 0 | 0 | 0 | 0 | 0 | 0 | 0 | 0 | 0 | 0 | 0 | 0 | 0 | 0
17m | Hydro power (total) |  |  | 0 | 0 | 0 | 0 | 0 | 0 | 0 | 0 | 0 | 0 | 0 | 0 | 0 | 0 | 0 | 0 | 0 | 0
17n | of which renewable hydro generation | bar: 2016-06-01 to 2016-09-28
17o | of which other non-RES (incl. not clearly identifiable energy sources) |  |  | 0 | 0 | 0 | 0 | 0 | 0 | 0 | 0 | 0 | 0 | 0 | 0 | 0 | 0 | 0 | 0 | 0 | 0
18 | Available capacity (18 = 6 - (7 + 17)) |  |  | 1.9161 | 1.52 | 1.5205 | 2.0106 | 2.0106 | 2.0101 | 2.0101 | 2.0102 | 1.9262 | 1.9261 | 2.0101 | 2.0103 | 1.6103 | 1.6108 | 1.6131 | 1.6125 | 1.6122 | 2.0205
19 | Outages: average expected value (all power stations) under SEVERE conditions |  |  | 0.15112 | 0.1234 | 0.1234 | 0.1577 | 0.1577 | 0.1577 | 0.1577 | 0.1577 | 0.15014 | 0.15014 | 0.1577 | 0.1577 | 0.1297 | 0.1297 | 0.1297 | 0.1297 | 0.1297 | 0.1577
20 | System services reserve (one hour ahead of real time) under SEVERE conditions |  |  | 0.13 | 0.13 | 0.13 | 0.13 | 0.13 | 0.13 | 0.13 | 0.13 | 0.13 | 0.13 | 0.13 | 0.13 | 0.13 | 0.13 | 0.13 | 0.13 | 0.13 | 0.13
21 | Reliably available capacity under SEVERE conditions (21 = 18 - (19 + 20)) |  |  | 1.635 | 1.2666 | 1.2671 | 1.7229 | 1.7229 | 1.7224 | 1.7224 | 1.7225 | 1.6461 | 1.646 | 1.7224 | 1.7226 | 1.3506 | 1.3511 | 1.3534 | 1.3528 | 1.3525 | 1.7328
22 | Load at reference point in time (19:00 CET) under SEVERE conditions |  |  | 1.22 | 1.22 | 1.243 | 1.254 | 1.232 | 1.221 | 1.089 | 1.155 | 1.11 | 1.21 | 1.22 | 1.22 | 1.265 | 1.32 | 1.33 | 1.364 | 1.378 | 1.375
23 | Load reduction / load management and strategic reserves available at reference point in time (19:00 CET) under SEVERE conditions |  |  | 0.02 | 0.02 | 0.02 | 0.02 | 0.02 | 0.02 | 0.02 | 0.02 | 0.02 | 0.02 | 0.02 | 0.02 | 0.02 | 0.02 | 0.02 | 0.02 | 0.02 | 0.02
24 | Net weekly peak load for SEVERE conditions (24 = 22-23) |  |  | 1.2 | 1.2 | 1.223 | 1.234 | 1.212 | 1.201 | 1.069 | 1.135 | 1.09 | 1.19 | 1.2 | 1.2 | 1.245 | 1.3 | 1.31 | 1.344 | 1.358 | 1.355
25 | Remaining capacity for SEVERE conditions (25 = 21-24) |  |  | 0.435 | 0.0666 | 0.044065 | 0.48888 | 0.51088 | 0.52136 | 0.65336 | 0.58753 | 0.55609 | 0.45598 | 0.52242 | 0.52259 | 0.10559 | 0.051115 | 0.043442 | 0.0088018 | -0.005547 | 0.37783
C1 | Weekly peak load under SEVERE conditions (unrestricted reference point in time) |  |  | 1.43 | 1.43 | 1.45 | 1.46 | 1.44 | 1.1 | 1.177 | 1.338 | 1.3926 | 1.386 | 1.397 | 1.397 | 1.45 | 1.48 | 1.48 | 1.5158 | 1.513 | 1.536
C2 | Daily hour of expected weekly peak load (e.g. 21st hour if the peak load is between 20:00 CET to 21:00 CET) |  |  | 17 | 17 | 17 | 17 | 17 | 17 | 17 | 17 | 17 | 17 | 17 | 17 | 17 | 17 | 17 | 17 | 17 | 17
PART D: ADDITIONAL INFORMATION FOR INTERCONNECTORS
31 | Simultaneous importable capacity |  | From | 0.85 | 0.85 | 0.4 | 0.4 | 0.4 | 0.4 | 0.4 | 0.4 | 0.4 | 0.4 | 0.4 | 0.4 | 0.4 | 0.4 | 0.4 | 0.85 | 0.85 | 0.85
32 | Simultaneous exportable capacity |  | To | 0.73 | 0.73 | 0.45 | 0.45 | 0.45 | 0.45 | 0.45 | 0.45 | 0.45 | 0.45 | 0.45 | 0.45 | 0.45 | 0.45 | 0.45 | 0.73 | 0.73 | 0.73

## MT
Summer Outlook Report 2016 | [21 empty] | Downward load factors modified
| Power Data (all entries are assumed to be >0) |  |  | Countrycode: |  | MT
| (Net values in GW, at a synchronous time every week) |  |  | Countryname: |  | Malta
| The dates are related to Wednesday of each week |  |  | 2016-06-01 | 2016-06-08 | 2016-06-15 | 2016-06-22 | 2016-06-29 | 2016-07-06 | 2016-07-13 | 2016-07-20 | 2016-07-27 | 2016-08-03 | 2016-08-10 | 2016-08-17 | 2016-08-24 | 2016-08-31 | 2016-09-07 | 2016-09-14 | 2016-09-21 | 2016-09-28
| WEEK |  |  | 22 | 23 | 24 | 25 | 26 | 27 | 28 | 29 | 30 | 31 | 32 | 33 | 34 | 35 | 36 | 37 | 38 | 39
| Time (CET) |  |  | 12:00 | 12:00 | 12:00 | 12:00 | 12:00 | 12:00 | 12:00 | 12:00 | 12:00 | 12:00 | 12:00 | 12:00 | 12:00 | 12:00 | 12:00 | 12:00 | 12:00 | 12:00
Line | PART A : INDIGINEOUS NATIONAL GENERATION | Severe Average Outage Rate | Normal Average Outage Rate
Net generating capacity:
1 | Nuclear Power | 0% | 0%
2 | Fossil Fuels |  |  | 0.54 | 0.54 | 0.54 | 0.54 | 0.54 | 0.54 | 0.54 | 0.54 | 0.54 | 0.54 | 0.54 | 0.54 | 0.54 | 0.54 | 0.54 | 0.54 | 0.63 | 0.63
2a | of which Lignite | 0% | 0%
2b | of which Hard Coal | 0% | 0%
2c | of which Gas | 0% | 0% | 2016-09-14: 0.07; 2016-09-21: 0.16; 2016-09-28: 0.16
2d | of which Oil | 2% | 2% | 0.54 | 0.54 | 0.54 | 0.54 | 0.54 | 0.54 | 0.54 | 0.54 | 0.54 | 0.54 | 0.54 | 0.54 | 0.54 | 0.54 | 0.54 | 0.47 | 0.47 | 0.47
2e | of which Oil Shale | 0% | 0%
2f | of which Mixed Fuels | 0% | 0%
3 | Renewable Energy Sources (other than hydro) |  |  | 0.08 | 0.08 | 0.08 | 0.08 | 0.08 | 0.08 | 0.08 | 0.08 | 0.08 | 0.08 | 0.08 | 0.08 | 0.08 | 0.08 | 0.08 | 0.08 | 0.08 | 0.08
3a | of which onshore wind | 0% | 0%
3b | of which offshore wind | 0% | 0%
3c | of which Solar (PV) | 0% | 0% | 0.08 | 0.08 | 0.08 | 0.08 | 0.08 | 0.08 | 0.08 | 0.08 | 0.08 | 0.08 | 0.08 | 0.08 | 0.08 | 0.08 | 0.08 | 0.08 | 0.08 | 0.08
3d | of which Biomass | 0% | 0%
3e | of which other RES (apart from hydro, including tidal, wave, geothermal, waste renewable, CSP,…) | 0% | 0%
4 | Hydro power (total) | 0% | 0%
4a | of which renewable hydro generation
5 | Other non-RES (incl. not clearly identifiable energy sources) | 0% | 0%
6 | Net generating capacity (6 = 1+2+3+4+5) |  |  | 0.62 | 0.62 | 0.62 | 0.62 | 0.62 | 0.62 | 0.62 | 0.62 | 0.62 | 0.62 | 0.62 | 0.62 | 0.62 | 0.62 | 0.62 | 0.62 | 0.71 | 0.71
7 | Maintenance & Overhauls (all power stations) |  |  | 0.07 | 0.07 | 0.07 | 0.07 | 0.07 | 0.07 | 0.07 | 0.07 | 0.07 | 0.07 | 0.07 | 0.07 | 0.07 | 0.07 | 0.07 | 0.07 | 0.07 | 0.07
7a | of which nuclear
7b | of which Lignite
7c | of which Hard Coal
7d | of which Gas
7e | of which Oil |  |  | 0.07 | 0.07 | 0.07 | 0.07 | 0.07 | 0.07 | 0.07 | 0.07 | 0.07 | 0.07 | 0.07 | 0.07 | 0.07 | 0.07 | 0.07 | 0.07 | 0.07 | 0.07
7f | of which Oil Shale
7g | of which Mixed Fuels
7h | of which onshore wind
7i | of which offshore wind
7j | of which Solar (PV)
7k | of which Biomass
7l | of which other RES (NO hydro, including tidal, wave, geothermal, waste renewable, CSP,…)
7m | Hydro power (total)
7n | of which renewable hydro generation
7o | of which other non-RES (including CHP non-renewable, waste non-renewable and other not clearly identified generation )
PART B : DATA UNDER NORMAL CONDITIONS
8 | Non-usable capacity at reference point (all power stations including mothballed, authorization & technical & legal constraints, energy source unavailability etc. ) |  |  | 0.13 | 0.13 | 0.13 | 0.13 | 0.13 | 0.13 | 0.13 | 0.13 | 0.13 | 0.13 | 0.13 | 0.13 | 0.13 | 0.13 | 0.13 | 0.13 | 0.13 | 0.13
8a | of which nuclear
8b | of which Lignite
8c | of which Hard Coal
8d | of which Gas
8e | of which Oil |  |  | 0.05 | 0.05 | 0.05 | 0.05 | 0.05 | 0.05 | 0.05 | 0.05 | 0.05 | 0.05 | 0.05 | 0.05 | 0.05 | 0.05 | 0.05 | 0.05 | 0.05 | 0.05
8f | of which Oil Shale
8g | of which Mixed Fuels
8h | of which onshore wind |  |  | 0 | 0 | 0 | 0 | 0 | 0 | 0 | 0 | 0 | 0 | 0 | 0 | 0 | 0 | 0 | 0 | 0 | 0
8i | of which offshore wind |  |  | 0 | 0 | 0 | 0 | 0 | 0 | 0 | 0 | 0 | 0 | 0 | 0 | 0 | 0 | 0 | 0 | 0 | 0
8j | of which Solar |  |  | 0.08 | 0.08 | 0.08 | 0.08 | 0.08 | 0.08 | 0.08 | 0.08 | 0.08 | 0.08 | 0.08 | 0.08 | 0.08 | 0.08 | 0.08 | 0.08 | 0.08 | 0.08
8k | of which Biomass
8l | of which other RES (apart from hydro)
8m | Hydro power (total)
8n | of which renewable hydro generation
8o | of which other non-RES (incl. not clearly identifiable energy sources)
9 | Available capacity (9 = 6 - (7 + 8)) |  |  | 0.42 | 0.42 | 0.42 | 0.42 | 0.42 | 0.42 | 0.42 | 0.42 | 0.42 | 0.42 | 0.42 | 0.42 | 0.42 | 0.42 | 0.42 | 0.42 | 0.51 | 0.51
10 | Outages: average expected value (all power stations) |  |  | 0.0084 | 0.0084 | 0.0084 | 0.0084 | 0.0084 | 0.0084 | 0.0084 | 0.0084 | 0.0084 | 0.0084 | 0.0084 | 0.0084 | 0.0084 | 0.0084 | 0.0084 | 0.007 | 0.007 | 0.007
11 | System services reserve (one hour ahead of real time) |  |  | 0.02 | 0.02 | 0.02 | 0.02 | 0.02 | 0.02 | 0.02 | 0.02 | 0.02 | 0.02 | 0.02 | 0.02 | 0.02 | 0.02 | 0.02 | 0.02 | 0.02 | 0.02
12 | Reliably available capacity (12 = 9 - (10 + 11)) |  |  | 0.3916 | 0.3916 | 0.3916 | 0.3916 | 0.3916 | 0.3916 | 0.3916 | 0.3916 | 0.3916 | 0.3916 | 0.3916 | 0.3916 | 0.3916 | 0.3916 | 0.3916 | 0.393 | 0.483 | 0.483
13 | Load at reference point in time |  |  | 0.298 | 0.334 | 0.338 | 0.361 | 0.361 | 0.372 | 0.352 | 0.276 | 0.371 | 0.372 | 0.381 | 0.385 | 0.347 | 0.269 | 0.376 | 0.392 | 0.392 | 0.392
13b | Population average daily (24h) temperature (degrees Celsius)
14 | Load reduction / load management and strategic reserves available at reference point in time
15 | Net weekly load at reference point in time (15 = 13-14) |  |  | 0.298 | 0.334 | 0.338 | 0.361 | 0.361 | 0.372 | 0.352 | 0.276 | 0.371 | 0.372 | 0.381 | 0.385 | 0.347 | 0.269 | 0.376 | 0.392 | 0.392 | 0.392
16 | Remaining capacity at reference point in time (16 = 12- 15) |  |  | 0.0936 | 0.0576 | 0.0536 | 0.0306 | 0.0306 | 0.0196 | 0.0396 | 0.1156 | 0.0206 | 0.0196 | 0.0106 | 0.0066 | 0.0446 | 0.1226 | 0.0156 | 0.001 | 0.091 | 0.091
B1 | Weekly peak load (unrestricted reference point in time) |  |  | 0.313 | 0.354 | 0.3587 | 0.3765 | 0.3764 | 0.3977 | 0.3685 | 0.3729 | 0.3736 | 0.3864 | 0.3849 | 0.4022 | 0.4023 | 0.3846 | 0.4067 | 0.4259 | 0.4259 | 0.4259
B2 | Daily hour of expected weekly peak load (e.g. 21st hour if the peak load is between 20:00 CET to 21:00 CET) |  |  | 14 | 15 | 14 | 12 | 12 | 14 | 12 | 11 | 12 | 12 | 13 | 12 | 13 | 14 | 13 | 13 | 13 | 13
PART C : DATA FOR SEVERE CONDITIONS
17 | Non-usable capacity at reference point (all power stations including mothballed, authorization & technical & legal constraints, energy source unavailability etc. ) |  |  | 0.16 | 0.16 | 0.16 | 0.16 | 0.16 | 0.16 | 0.16 | 0.16 | 0.16 | 0.16 | 0.16 | 0.16 | 0.16 | 0.16 | 0.16 | 0.16 | 0.16 | 0.16
17a | of which nuclear
17b | of which Lignite
17c | of which Hard Coal
17d | of which Gas
17e | of which Oil |  |  | 0.08 | 0.08 | 0.08 | 0.08 | 0.08 | 0.08 | 0.08 | 0.08 | 0.08 | 0.08 | 0.08 | 0.08 | 0.08 | 0.08 | 0.08 | 0.08 | 0.08 | 0.08
17f | of which Oil Shale
17g | of which Mixed Fuels
17h | of which onshore wind |  |  | 0 | 0 | 0 | 0 | 0 | 0 | 0 | 0 | 0 | 0 | 0 | 0 | 0 | 0 | 0 | 0 | 0 | 0
17i | of which offshore wind |  |  | 0 | 0 | 0 | 0 | 0 | 0 | 0 | 0 | 0 | 0 | 0 | 0 | 0 | 0 | 0 | 0 | 0 | 0
17j | of which Solar |  |  | 0.08 | 0.08 | 0.08 | 0.08 | 0.08 | 0.08 | 0.08 | 0.08 | 0.08 | 0.08 | 0.08 | 0.08 | 0.08 | 0.08 | 0.08 | 0.08 | 0.08 | 0.08
17k | of which Biomass
17l | of which other RES (apart from hydro)
17m | Hydro power (total)
17n | of which renewable hydro generation
17o | of which other non-RES (incl. not clearly identifiable energy sources)
18 | Available capacity (18 = 6 - (7 + 17)) |  |  | 0.39 | 0.39 | 0.39 | 0.39 | 0.39 | 0.39 | 0.39 | 0.39 | 0.39 | 0.39 | 0.39 | 0.39 | 0.39 | 0.39 | 0.39 | 0.39 | 0.48 | 0.48
19 | Outages: average expected value (all power stations) under SEVERE conditions |  |  | 0.0078 | 0.0078 | 0.0078 | 0.0078 | 0.0078 | 0.0078 | 0.0078 | 0.0078 | 0.0078 | 0.0078 | 0.0078 | 0.0078 | 0.0078 | 0.0078 | 0.0078 | 0.0064 | 0.0064 | 0.0064
20 | System services reserve (one hour ahead of real time) under SEVERE conditions |  |  | 0.04 | 0.04 | 0.04 | 0.04 | 0.04 | 0.04 | 0.04 | 0.04 | 0.04 | 0.04 | 0.04 | 0.04 | 0.04 | 0.04 | 0.04 | 0.04
21 | Reliably available capacity under SEVERE conditions (21 = 18 - (19 + 20)) |  |  | 0.3422 | 0.3422 | 0.3422 | 0.3422 | 0.3422 | 0.3422 | 0.3422 | 0.3422 | 0.3422 | 0.3422 | 0.3422 | 0.3422 | 0.3422 | 0.3422 | 0.3422 | 0.3436 | 0.4736 | 0.4736
22 | Load at reference point in time (19:00 CET) under SEVERE conditions |  |  | 0.298 | 0.334 | 0.338 | 0.361 | 0.361 | 0.372 | 0.352 | 0.276 | 0.371 | 0.372 | 0.381 | 0.385 | 0.347 | 0.269 | 0.376 | 0.392 | 0.392 | 0.392
23 | Load reduction / load management and strategic reserves available at reference point in time (19:00 CET) under SEVERE conditions
24 | Net weekly peak load for SEVERE conditions (24 = 22-23) |  |  | 0.298 | 0.334 | 0.338 | 0.361 | 0.361 | 0.372 | 0.352 | 0.276 | 0.371 | 0.372 | 0.381 | 0.385 | 0.347 | 0.269 | 0.376 | 0.392 | 0.392 | 0.392
25 | Remaining capacity for SEVERE conditions (25 = 21-24) |  |  | 0.0442 | 0.0082 | 0.0042 | -0.0188 | -0.0188 | -0.0298 | -0.0098 | 0.0662 | -0.0288 | -0.0298 | -0.0388 | -0.0428 | -0.0048 | 0.0732 | -0.0338 | -0.0484 | 0.0816 | 0.0816
C1 | Weekly peak load under SEVERE conditions (unrestricted reference point in time) |  |  | 0.3443 | 0.3894 | 0.39457 | 0.41415 | 0.41404 | 0.43747 | 0.40535 | 0.41019 | 0.41096 | 0.42504 | 0.42339 | 0.44242 | 0.44253 | 0.42306 | 0.44737 | 0.46849 | 0.46849 | 0.46849
C2 | Daily hour of expected weekly peak load (e.g. 21st hour if the peak load is between 20:00 CET to 21:00 CET) |  |  | 14 | 15 | 14 | 12 | 12 | 14 | 12 | 11 | 12 | 12 | 13 | 12 | 13 | 14 | 13 | 13 | 13 | 13
PART D: ADDITIONAL INFORMATION FOR INTERCONNECTORS
31 | Simultaneous importable capacity |  | From | 0.2 | 0.2 | 0.2 | 0.2 | 0.2 | 0.2 | 0.2 | 0.2 | 0.2 | 0.2 | 0.2 | 0.2 | 0.2 | 0.2 | 0.2 | 0.2 | 0.2 | 0.2
32 | Simultaneous exportable capacity |  | To | 0.2 | 0.2 | 0.2 | 0.2 | 0.2 | 0.2 | 0.2 | 0.2 | 0.2 | 0.2 | 0.2 | 0.2 | 0.2 | 0.2 | 0.2 | 0.2 | 0.2 | 0.2

## MK
Summer Outlook Report 2016 | [21 empty] | Downward load factors modified
| Power Data (all entries are assumed to be >0) |  |  | Countrycode: |  | MK
| (Net values in GW, at a synchronous time every week) |  |  | Countryname: |  | FYRO Macedonia
| The dates are related to Wednesday of each week |  |  | 2016-06-01 | 2016-06-08 | 2016-06-15 | 2016-06-22 | 2016-06-29 | 2016-07-06 | 2016-07-13 | 2016-07-20 | 2016-07-27 | 2016-08-03 | 2016-08-10 | 2016-08-17 | 2016-08-24 | 2016-08-31 | 2016-09-07 | 2016-09-14 | 2016-09-21 | 2016-09-28
| WEEK |  |  | 22 | 23 | 24 | 25 | 26 | 27 | 28 | 29 | 30 | 31 | 32 | 33 | 34 | 35 | 36 | 37 | 38 | 39
| Time (CET) |  |  | 12:00 | 12:00 | 12:00 | 12:00 | 12:00 | 12:00 | 12:00 | 12:00 | 12:00 | 12:00 | 12:00 | 12:00 | 12:00 | 12:00 | 12:00 | 12:00 | 12:00 | 12:00
Line | PART A : INDIGINEOUS NATIONAL GENERATION | Severe Average Outage Rate | Normal Average Outage Rate
Net generating capacity:
1 | Nuclear Power | 0% | 0%
2 | Fossil Fuels |  |  | 1.205 | 1.205 | 1.205 | 1.205 | 1.205 | 1.205 | 1.205 | 1.205 | 1.205 | 1.205 | 1.205 | 1.205 | 1.205 | 1.205 | 1.205 | 1.205 | 1.205 | 1.205
2a | of which Lignite | 5% | 5% | 0.725 | 0.725 | 0.725 | 0.725 | 0.725 | 0.725 | 0.725 | 0.725 | 0.725 | 0.725 | 0.725 | 0.725 | 0.725 | 0.725 | 0.725 | 0.725 | 0.725 | 0.725
2b | of which Hard Coal | 9% | 9%
2c | of which Gas | 10% | 10% | 0.29 | 0.29 | 0.29 | 0.29 | 0.29 | 0.29 | 0.29 | 0.29 | 0.29 | 0.29 | 0.29 | 0.29 | 0.29 | 0.29 | 0.29 | 0.29 | 0.29 | 0.29
2d | of which Oil | 3% | 3% | 0.19 | 0.19 | 0.19 | 0.19 | 0.19 | 0.19 | 0.19 | 0.19 | 0.19 | 0.19 | 0.19 | 0.19 | 0.19 | 0.19 | 0.19 | 0.19 | 0.19 | 0.19
2e | of which Oil Shale | 0% | 0%
2f | of which Mixed Fuels | 8.75% | 8.75%
3 | Renewable Energy Sources (other than hydro) |  |  | 0.04 | 0.04 | 0.04 | 0.04 | 0.04 | 0.04 | 0.04 | 0.04 | 0.04 | 0.04 | 0.04 | 0.04 | 0.04 | 0.04 | 0.04 | 0.04 | 0.04 | 0.04
3a | of which onshore wind | 0% | 0% | 0.04 | 0.04 | 0.04 | 0.04 | 0.04 | 0.04 | 0.04 | 0.04 | 0.04 | 0.04 | 0.04 | 0.04 | 0.04 | 0.04 | 0.04 | 0.04 | 0.04 | 0.04
3b | of which offshore wind | 0% | 0%
3c | of which Solar (PV) | 0% | 0%
3d | of which Biomass | 0% | 0%
3e | of which other RES (apart from hydro, including tidal, wave, geothermal, waste renewable, CSP,…) | 0% | 0%
4 | Hydro power (total) | 0% | 0% | 0.57 | 0.57 | 0.57 | 0.57 | 0.57 | 0.57 | 0.57 | 0.57 | 0.57 | 0.57 | 0.57 | 0.57 | 0.57 | 0.57 | 0.57 | 0.57 | 0.57 | 0.57
4a | of which renewable hydro generation
5 | Other non-RES (incl. not clearly identifiable energy sources) | 0% | 0%
6 | Net generating capacity (6 = 1+2+3+4+5) |  |  | 1.815 | 1.815 | 1.815 | 1.815 | 1.815 | 1.815 | 1.815 | 1.815 | 1.815 | 1.815 | 1.815 | 1.815 | 1.815 | 1.815 | 1.815 | 1.815 | 1.815 | 1.815
7 | Maintenance & Overhauls (all power stations) |  |  | 0.205 | 0.205 | 0.205 | 0.205 | 0.205 | 0.205 | 0.205 | 0.205 | 0.205 | 0.205 | 0.205 | 0.205 | 0.205 | 0.205 | 0.205 | 0.205 | 0.205 | 0.205
7a | of which nuclear
7b | of which Lignite |  |  | 0.205 | 0.205 | 0.205 | 0.205 | 0.205 | 0.205 | 0.205 | 0.205 | 0.205 | 0.205 | 0.205 | 0.205 | 0.205 | 0.205 | 0.205 | 0.205 | 0.205 | 0.205
7c | of which Hard Coal
7d | of which Gas
7e | of which Oil
7f | of which Oil Shale
7g | of which Mixed Fuels
7h | of which onshore wind
7i | of which offshore wind
7j | of which Solar (PV)
7k | of which Biomass
7l | of which other RES (NO hydro, including tidal, wave, geothermal, waste renewable, CSP,…)
7m | Hydro power (total)
7n | of which renewable hydro generation
7o | of which other non-RES (including CHP non-renewable, waste non-renewable and other not clearly identified generation )
PART B : DATA UNDER NORMAL CONDITIONS
8 | Non-usable capacity at reference point (all power stations including mothballed, authorization & technical & legal constraints, energy source unavailability etc. ) |  |  | 0.48392 | 0.48427 | 0.48395 | 0.48415 | 0.48436 | 0.48421 | 0.4841 | 0.48411 | 0.48424 | 0.48438 | 0.48443 | 0.48464 | 0.48472 | 0.4843 | 0.48392 | 0.48369 | 0.48378 | 0.4842
8a | of which nuclear
8b | of which Lignite |  |  | 0.225 | 0.225 | 0.225 | 0.225 | 0.225 | 0.225 | 0.225 | 0.225 | 0.225 | 0.225 | 0.225 | 0.225 | 0.225 | 0.225 | 0.225 | 0.225 | 0.225 | 0.225
8c | of which Hard Coal
8d | of which Gas
8e | of which Oil |  |  | 0.19 | 0.19 | 0.19 | 0.19 | 0.19 | 0.19 | 0.19 | 0.19 | 0.19 | 0.19 | 0.19 | 0.19 | 0.19 | 0.19 | 0.19 | 0.19 | 0.19 | 0.19
8f | of which Oil Shale
8g | of which Mixed Fuels
8h | of which onshore wind |  |  | 0.038918 | 0.039273 | 0.03895 | 0.039148 | 0.039363 | 0.039215 | 0.039097 | 0.039113 | 0.039237 | 0.039375 | 0.039433 | 0.039643 | 0.039718 | 0.039303 | 0.03892 | 0.038685 | 0.03878 | 0.039202
8i | of which offshore wind |  |  | 0 | 0 | 0 | 0 | 0 | 0 | 0 | 0 | 0 | 0 | 0 | 0 | 0 | 0 | 0 | 0 | 0 | 0
8j | of which Solar |  |  | 0 | 0 | 0 | 0 | 0 | 0 | 0 | 0 | 0 | 0 | 0 | 0 | 0 | 0 | 0 | 0 | 0 | 0
8k | of which Biomass
8l | of which other RES (apart from hydro)
8m | Hydro power (total) |  |  | 0.03 | 0.03 | 0.03 | 0.03 | 0.03 | 0.03 | 0.03 | 0.03 | 0.03 | 0.03 | 0.03 | 0.03 | 0.03 | 0.03 | 0.03 | 0.03 | 0.03 | 0.03
8n | of which renewable hydro generation
8o | of which other non-RES (incl. not clearly identifiable energy sources)
9 | Available capacity (9 = 6 - (7 + 8)) |  |  | 1.1261 | 1.1257 | 1.126 | 1.1259 | 1.1256 | 1.1258 | 1.1259 | 1.1259 | 1.1258 | 1.1256 | 1.1256 | 1.1254 | 1.1253 | 1.1257 | 1.1261 | 1.1263 | 1.1262 | 1.1258
10 | Outages: average expected value (all power stations) |  |  | 0.04375 | 0.04375 | 0.04375 | 0.04375 | 0.04375 | 0.04375 | 0.04375 | 0.04375 | 0.04375 | 0.04375 | 0.04375 | 0.04375 | 0.04375 | 0.04375 | 0.04375 | 0.04375 | 0.04375 | 0.04375
11 | System services reserve (one hour ahead of real time) |  |  | 0.25 | 0.25 | 0.25 | 0.25 | 0.25 | 0.25 | 0.25 | 0.25 | 0.25 | 0.25 | 0.25 | 0.25 | 0.25 | 0.25 | 0.25 | 0.25 | 0.25 | 0.25
12 | Reliably available capacity (12 = 9 - (10 + 11)) |  |  | 0.83233 | 0.83198 | 0.8323 | 0.8321 | 0.83189 | 0.83204 | 0.83215 | 0.83214 | 0.83201 | 0.83187 | 0.83182 | 0.83161 | 0.83153 | 0.83195 | 0.83233 | 0.83256 | 0.83247 | 0.83205
13 | Load at reference point in time |  |  | 0.8109 | 0.7956 | 0.85272 | 0.78744 | 0.77214 | 0.84966 | 0.80172 | 0.9435 | 0.9435 | 0.9027 | 0.87414 | 0.88332 | 0.84558 | 0.86088 | 0.7956 | 0.83334 | 0.83028 | 0.82722
13b | Population average daily (24h) temperature (degrees Celsius) |  |  | 19.63 | 20.49 | 21.26 | 21.91 | 22.45 | 22.85 | 23.13 | 23.25 | 23.24 | 23.07 | 22.75 | 22.28 | 21.66 | 20.9 | 20 | 18.96 | 17.81 | 16.55
14 | Load reduction / load management and strategic reserves available at reference point in time
15 | Net weekly load at reference point in time (15 = 13-14) |  |  | 0.8109 | 0.7956 | 0.85272 | 0.78744 | 0.77214 | 0.84966 | 0.80172 | 0.9435 | 0.9435 | 0.9027 | 0.87414 | 0.88332 | 0.84558 | 0.86088 | 0.7956 | 0.83334 | 0.83028 | 0.82722
16 | Remaining capacity at reference point in time (16 = 12- 15) |  |  | 0.021432 | 0.036377 | -0.02042 | 0.044662 | 0.059747 | -0.017625 | 0.030433 | -0.11136 | -0.11149 | -0.070825 | -0.042323 | -0.051713 | -0.014048 | -0.028933 | 0.03673 | -0.000775 | 0.00219 | 0.0048283
B1 | Weekly peak load (unrestricted reference point in time)
B2 | Daily hour of expected weekly peak load (e.g. 21st hour if the peak load is between 20:00 CET to 21:00 CET)
PART C : DATA FOR SEVERE CONDITIONS
17 | Non-usable capacity at reference point (all power stations including mothballed, authorization & technical & legal constraints, energy source unavailability etc. ) |  |  | 0.79698 | 0.79699 | 0.79699 | 0.79699 | 0.797 | 0.79699 | 0.79699 | 0.797 | 0.797 | 0.797 | 0.79699 | 0.797 | 0.797 | 0.797 | 0.797 | 0.797 | 0.79699 | 0.797
17a | of which nuclear
17b | of which Lignite |  |  | 0.225 | 0.225 | 0.225 | 0.225 | 0.225 | 0.225 | 0.225 | 0.225 | 0.225 | 0.225 | 0.225 | 0.225 | 0.225 | 0.225 | 0.225 | 0.225 | 0.225 | 0.225
17c | of which Hard Coal
17d | of which Gas
17e | of which Oil |  |  | 0.19 | 0.19 | 0.19 | 0.19 | 0.19 | 0.19 | 0.19 | 0.19 | 0.19 | 0.19 | 0.19 | 0.19 | 0.19 | 0.19 | 0.19 | 0.19 | 0.19 | 0.19
17f | of which Oil Shale
17g | of which Mixed Fuels
17h | of which onshore wind |  |  | 0.039983 | 0.039995 | 0.039995 | 0.039995 | 0.039997 | 0.039993 | 0.039995 | 0.039997 | 0.039997 | 0.039997 | 0.039995 | 0.04 | 0.04 | 0.039998 | 0.039997 | 0.039997 | 0.039987 | 0.04
17i | of which offshore wind |  |  | 0 | 0 | 0 | 0 | 0 | 0 | 0 | 0 | 0 | 0 | 0 | 0 | 0 | 0 | 0 | 0 | 0 | 0
17j | of which Solar |  |  | 0 | 0 | 0 | 0 | 0 | 0 | 0 | 0 | 0 | 0 | 0 | 0 | 0 | 0 | 0 | 0 | 0 | 0
17k | of which Biomass
17l | of which other RES (apart from hydro)
17m | Hydro power (total) |  |  | 0.342 | 0.342 | 0.342 | 0.342 | 0.342 | 0.342 | 0.342 | 0.342 | 0.342 | 0.342 | 0.342 | 0.342 | 0.342 | 0.342 | 0.342 | 0.342 | 0.342 | 0.342
17n | of which renewable hydro generation
17o | of which other non-RES (incl. not clearly identifiable energy sources)
18 | Available capacity (18 = 6 - (7 + 17)) |  |  | 0.81302 | 0.813 | 0.813 | 0.813 | 0.813 | 0.81301 | 0.813 | 0.813 | 0.813 | 0.813 | 0.813 | 0.813 | 0.813 | 0.813 | 0.813 | 0.813 | 0.81301 | 0.813
19 | Outages: average expected value (all power stations) under SEVERE conditions |  |  | 0.04375 | 0.04375 | 0.04375 | 0.04375 | 0.04375 | 0.04375 | 0.04375 | 0.04375 | 0.04375 | 0.04375 | 0.04375 | 0.04375 | 0.04375 | 0.04375 | 0.04375 | 0.04375 | 0.04375 | 0.04375
20 | System services reserve (one hour ahead of real time) under SEVERE conditions
21 | Reliably available capacity under SEVERE conditions (21 = 18 - (19 + 20)) |  |  | 0.76927 | 0.76926 | 0.76926 | 0.76926 | 0.76925 | 0.76926 | 0.76926 | 0.76925 | 0.76925 | 0.76925 | 0.76926 | 0.76925 | 0.76925 | 0.76925 | 0.76925 | 0.76925 | 0.76926 | 0.76925
22 | Load at reference point in time (19:00 CET) under SEVERE conditions |  |  | 0.8745 | 0.858 | 0.9196 | 0.8492 | 0.8327 | 0.9163 | 0.8646 | 1.0175 | 1.0175 | 0.9735 | 0.9427 | 0.9526 | 0.9119 | 0.9284 | 0.858 | 0.8987 | 0.8954 | 0.8921
23 | Load reduction / load management and strategic reserves available at reference point in time (19:00 CET) under SEVERE conditions
24 | Net weekly peak load for SEVERE conditions (24 = 22-23) |  |  | 0.8745 | 0.858 | 0.9196 | 0.8492 | 0.8327 | 0.9163 | 0.8646 | 1.0175 | 1.0175 | 0.9735 | 0.9427 | 0.9526 | 0.9119 | 0.9284 | 0.858 | 0.8987 | 0.8954 | 0.8921
25 | Remaining capacity for SEVERE conditions (25 = 21-24) |  |  | -0.10523 | -0.088745 | -0.15034 | -0.079945 | -0.063447 | -0.14704 | -0.095345 | -0.24825 | -0.24825 | -0.20425 | -0.17344 | -0.18335 | -0.14265 | -0.15915 | -0.088747 | -0.12945 | -0.12614 | -0.12285
C1 | Weekly peak load under SEVERE conditions (unrestricted reference point in time)
C2 | Daily hour of expected weekly peak load (e.g. 21st hour if the peak load is between 20:00 CET to 21:00 CET)
PART D: ADDITIONAL INFORMATION FOR INTERCONNECTORS
31 | Simultaneous importable capacity |  | From | 1.2 | 1.2 | 1.2 | 1.2 | 1.2 | 1.2 | 1.2 | 1.2 | 1.2 | 1.2 | 1.2 | 1.2 | 1.2 | 1.2 | 1.2 | 1.2 | 1.2 | 1.2
32 | Simultaneous exportable capacity |  | To | 0.75 | 0.75 | 0.75 | 0.75 | 0.75 | 0.75 | 0.75 | 0.75 | 0.75 | 0.75 | 0.75 | 0.75 | 0.75 | 0.75 | 0.75 | 0.75 | 0.75 | 0.75

## ME
Summer Outlook Report 2016 | [21 empty] | Downward load factors modified
| Power Data (all entries are assumed to be >0) |  |  | Countrycode: |  | ME
| (Net values in GW, at a synchronous time every week) |  |  | Countryname: |  | Montenegro
| The dates are related to Wednesday of each week |  |  | 2016-06-01 | 2016-06-08 | 2016-06-15 | 2016-06-22 | 2016-06-29 | 2016-07-06 | 2016-07-13 | 2016-07-20 | 2016-07-27 | 2016-08-03 | 2016-08-10 | 2016-08-17 | 2016-08-24 | 2016-08-31 | 2016-09-07 | 2016-09-14 | 2016-09-21 | 2016-09-28
| WEEK |  |  | 22 | 23 | 24 | 25 | 26 | 27 | 28 | 29 | 30 | 31 | 32 | 33 | 34 | 35 | 36 | 37 | 38 | 39
| Time (CET) |  |  | 12:00 | 12:00 | 12:00 | 12:00 | 12:00 | 12:00 | 12:00 | 12:00 | 12:00 | 12:00 | 12:00 | 12:00 | 12:00 | 12:00 | 12:00 | 12:00 | 12:00 | 12:00
Line | PART A : INDIGINEOUS NATIONAL GENERATION | Severe Average Outage Rate | Normal Average Outage Rate
Net generating capacity:
1 | Nuclear Power | 5% | 5%
2 | Fossil Fuels |  |  | 0.2 | 0.2 | 0.2 | 0.2 | 0.2 | 0.2 | 0.2 | 0.2 | 0.2 | 0.2 | 0.2 | 0.2 | 0.2 | 0.2 | 0.2 | 0.2 | 0.2 | 0.2
2a | of which Lignite | 9% | 9% | 0.2 | 0.2 | 0.2 | 0.2 | 0.2 | 0.2 | 0.2 | 0.2 | 0.2 | 0.2 | 0.2 | 0.2 | 0.2 | 0.2 | 0.2 | 0.2 | 0.2 | 0.2
2b | of which Hard Coal | 9% | 9%
2c | of which Gas | 7% | 7%
2d | of which Oil | 9% | 9%
2e | of which Oil Shale | 8.75% | 8.75%
2f | of which Mixed Fuels | 8.75% | 8.75%
3 | Renewable Energy Sources (other than hydro) |  |  | 0 | 0 | 0 | 0 | 0 | 0 | 0 | 0 | 0 | 0 | 0 | 0 | 0 | 0 | 0 | 0 | 0 | 0
3a | of which onshore wind | 0% | 0%
3b | of which offshore wind | 0% | 0%
3c | of which Solar (PV) | 0% | 0%
3d | of which Biomass | 0% | 0%
3e | of which other RES (apart from hydro, including tidal, wave, geothermal, waste renewable, CSP,…) | 0% | 0%
4 | Hydro power (total) | 0% | 0% | 0.65 | 0.65 | 0.65 | 0.65 | 0.65 | 0.65 | 0.65 | 0.65 | 0.65 | 0.65 | 0.65 | 0.65 | 0.65 | 0.65 | 0.65 | 0.65 | 0.65 | 0.65
4a | of which renewable hydro generation
5 | Other non-RES (incl. not clearly identifiable energy sources) | 0% | 0%
6 | Net generating capacity (6 = 1+2+3+4+5) |  |  | 0.85 | 0.85 | 0.85 | 0.85 | 0.85 | 0.85 | 0.85 | 0.85 | 0.85 | 0.85 | 0.85 | 0.85 | 0.85 | 0.85 | 0.85 | 0.85 | 0.85 | 0.85
7 | Maintenance & Overhauls (all power stations) |  |  | 0.114 | 0.114 | 0.114 | 0.114 | 0.114 | 0.114 | 0 | 0 | 0 | 0 | 0.3 | 0.3 | 0.3 | 0.3 | 0 | 0 | 0.114 | 0.34
7a | of which nuclear
7b | of which Lignite
7c | of which Hard Coal
7d | of which Gas
7e | of which Oil
7f | of which Oil Shale
7g | of which Mixed Fuels
7h | of which onshore wind
7i | of which offshore wind
7j | of which Solar (PV)
7k | of which Biomass
7l | of which other RES (NO hydro, including tidal, wave, geothermal, waste renewable, CSP,…)
7m | Hydro power (total) |  |  | 0.114 | 0.114 | 0.114 | 0.114 | 0.114 | 0.114 |  |  |  |  | 0.3 | 0.3 | 0.3 | 0.3 |  |  | 0.114 | 0.34
7n | of which renewable hydro generation
7o | of which other non-RES (including CHP non-renewable, waste non-renewable and other not clearly identified generation )
PART B : DATA UNDER NORMAL CONDITIONS
8 | Non-usable capacity at reference point (all power stations including mothballed, authorization & technical & legal constraints, energy source unavailability etc. ) |  |  | 0 | 0 | 0 | 0 | 0 | 0 | 0 | 0 | 0 | 0 | 0 | 0 | 0 | 0 | 0 | 0 | 0 | 0
8a | of which nuclear
8b | of which Lignite
8c | of which Hard Coal
8d | of which Gas
8e | of which Oil
8f | of which Oil Shale
8g | of which Mixed Fuels
8h | of which onshore wind |  |  | 0 | 0 | 0 | 0 | 0 | 0 | 0 | 0 | 0 | 0 | 0 | 0 | 0 | 0 | 0 | 0 | 0 | 0
8i | of which offshore wind |  |  | 0 | 0 | 0 | 0 | 0 | 0 | 0 | 0 | 0 | 0 | 0 | 0 | 0 | 0 | 0 | 0 | 0 | 0
8j | of which Solar |  |  | 0 | 0 | 0 | 0 | 0 | 0 | 0 | 0 | 0 | 0 | 0 | 0 | 0 | 0 | 0 | 0 | 0 | 0
8k | of which Biomass
8l | of which other RES (apart from hydro)
8m | Hydro power (total)
8n | of which renewable hydro generation
8o | of which other non-RES (incl. not clearly identifiable energy sources)
9 | Available capacity (9 = 6 - (7 + 8)) |  |  | 0.736 | 0.736 | 0.736 | 0.736 | 0.736 | 0.736 | 0.85 | 0.85 | 0.85 | 0.85 | 0.55 | 0.55 | 0.55 | 0.55 | 0.85 | 0.85 | 0.736 | 0.51
10 | Outages: average expected value (all power stations) |  |  | 0.018 | 0.018 | 0.018 | 0.018 | 0.018 | 0.018 | 0.018 | 0.018 | 0.018 | 0.018 | 0.018 | 0.018 | 0.018 | 0.018 | 0.018 | 0.018 | 0.018 | 0.018
11 | System services reserve (one hour ahead of real time) |  |  | 0.1 | 0.1 | 0.1 | 0.1 | 0.1 | 0.1 | 0.1 | 0.1 | 0.1 | 0.1 | 0.1 | 0.1 | 0.1 | 0.1 | 0.1 | 0.1 | 0.1 | 0.1
12 | Reliably available capacity (12 = 9 - (10 + 11)) |  |  | 0.618 | 0.618 | 0.618 | 0.618 | 0.618 | 0.618 | 0.732 | 0.732 | 0.732 | 0.732 | 0.432 | 0.432 | 0.432 | 0.432 | 0.732 | 0.732 | 0.618 | 0.392
13 | Load at reference point in time |  |  | 0.4 | 0.4 | 0.41 | 0.41 | 0.42 | 0.49 | 0.49 | 0.5 | 0.5 | 0.52 | 0.53 | 0.53 | 0.52 | 0.51 | 0.46 | 0.45 | 0.45 | 0.44
13b | Population average daily (24h) temperature (degrees Celsius) |  |  | 21.43 | 22.38 | 23.23 | 23.97 | 24.59 | 25.06 | 25.39 | 25.57 | 25.59 | 25.44 | 25.14 | 24.68 | 24.07 | 23.32 | 22.43 | 21.43 | 20.32 | 19.12
14 | Load reduction / load management and strategic reserves available at reference point in time
15 | Net weekly load at reference point in time (15 = 13-14) |  |  | 0.4 | 0.4 | 0.41 | 0.41 | 0.42 | 0.49 | 0.49 | 0.5 | 0.5 | 0.52 | 0.53 | 0.53 | 0.52 | 0.51 | 0.46 | 0.45 | 0.45 | 0.44
16 | Remaining capacity at reference point in time (16 = 12- 15) |  |  | 0.218 | 0.218 | 0.208 | 0.208 | 0.198 | 0.128 | 0.242 | 0.232 | 0.232 | 0.212 | -0.098 | -0.098 | -0.088 | -0.078 | 0.272 | 0.282 | 0.168 | -0.048
B1 | Weekly peak load (unrestricted reference point in time) |  |  | 0.44 | 0.44 | 0.44 | 0.44 | 0.44 | 0.54 | 0.54 | 0.55 | 0.55 | 0.56 | 0.56 | 0.57 | 0.57 | 0.57 | 0.49 | 0.48 | 0.48 | 0.46
B2 | Daily hour of expected weekly peak load (e.g. 21st hour if the peak load is between 20:00 CET to 21:00 CET) |  |  | 19:00 CET | 19:00 CET | 19:00 CET | 19:00 CET | 19:00 CET | 21:00 CET | 21:00 CET | 21:00 CET | 21:00 CET | 20:00 CET | 20:00 CET | 20:00 CET | 20:00 CET | 20:00 CET | 19:00 CET | 19:00 CET | 19:00 CET | 19:00 CET
PART C : DATA FOR SEVERE CONDITIONS
17 | Non-usable capacity at reference point (all power stations including mothballed, authorization & technical & legal constraints, energy source unavailability etc. ) |  |  | 0 | 0 | 0 | 0 | 0 | 0 | 0 | 0 | 0 | 0 | 0 | 0 | 0 | 0 | 0 | 0 | 0 | 0
17a | of which nuclear
17b | of which Lignite
17c | of which Hard Coal
17d | of which Gas
17e | of which Oil
17f | of which Oil Shale
17g | of which Mixed Fuels
17h | of which onshore wind |  |  | 0 | 0 | 0 | 0 | 0 | 0 | 0 | 0 | 0 | 0 | 0 | 0 | 0 | 0 | 0 | 0 | 0 | 0
17i | of which offshore wind |  |  | 0 | 0 | 0 | 0 | 0 | 0 | 0 | 0 | 0 | 0 | 0 | 0 | 0 | 0 | 0 | 0 | 0 | 0
17j | of which Solar |  |  | 0 | 0 | 0 | 0 | 0 | 0 | 0 | 0 | 0 | 0 | 0 | 0 | 0 | 0 | 0 | 0 | 0 | 0
17k | of which Biomass
17l | of which other RES (apart from hydro)
17m | Hydro power (total)
17n | of which renewable hydro generation
17o | of which other non-RES (incl. not clearly identifiable energy sources)
18 | Available capacity (18 = 6 - (7 + 17)) |  |  | 0.736 | 0.736 | 0.736 | 0.736 | 0.736 | 0.736 | 0.85 | 0.85 | 0.85 | 0.85 | 0.55 | 0.55 | 0.55 | 0.55 | 0.85 | 0.85 | 0.736 | 0.51
19 | Outages: average expected value (all power stations) under SEVERE conditions |  |  | 0.018 | 0.018 | 0.018 | 0.018 | 0.018 | 0.018 | 0.018 | 0.018 | 0.018 | 0.018 | 0.018 | 0.018 | 0.018 | 0.018 | 0.018 | 0.018 | 0.018 | 0.018
20 | System services reserve (one hour ahead of real time) under SEVERE conditions |  |  | 0.1 | 0.1 | 0.1 | 0.1 | 0.1 | 0.1 | 0.1 | 0.1 | 0.1 | 0.1 | 0.1 | 0.1 | 0.1 | 0.1 | 0.1 | 0.1 | 0.1 | 0.1
21 | Reliably available capacity under SEVERE conditions (21 = 18 - (19 + 20)) |  |  | 0.618 | 0.618 | 0.618 | 0.618 | 0.618 | 0.618 | 0.732 | 0.732 | 0.732 | 0.732 | 0.432 | 0.432 | 0.432 | 0.432 | 0.732 | 0.732 | 0.618 | 0.392
22 | Load at reference point in time (19:00 CET) under SEVERE conditions |  |  | 0.45 | 0.45 | 0.46 | 0.46 | 0.46 | 0.55 | 0.55 | 0.56 | 0.56 | 0.57 | 0.57 | 0.58 | 0.58 | 0.58 | 0.5 | 0.49 | 0.49 | 0.47
23 | Load reduction / load management and strategic reserves available at reference point in time (19:00 CET) under SEVERE conditions |  |  | 0.03 | 0.03 | 0.03 | 0.03 | 0.03 | 0.03 | 0.03 | 0.03 | 0.03 | 0.03 | 0.03 | 0.03 | 0.03 | 0.03 | 0.03 | 0.03 | 0.03 | 0.03
24 | Net weekly peak load for SEVERE conditions (24 = 22-23) |  |  | 0.42 | 0.42 | 0.43 | 0.43 | 0.43 | 0.52 | 0.52 | 0.53 | 0.53 | 0.54 | 0.54 | 0.55 | 0.55 | 0.55 | 0.47 | 0.46 | 0.46 | 0.44
25 | Remaining capacity for SEVERE conditions (25 = 21-24) |  |  | 0.198 | 0.198 | 0.188 | 0.188 | 0.188 | 0.098 | 0.212 | 0.202 | 0.202 | 0.192 | -0.108 | -0.118 | -0.118 | -0.118 | 0.262 | 0.272 | 0.158 | -0.048
C1 | Weekly peak load under SEVERE conditions (unrestricted reference point in time) |  |  | 0.46 | 0.46 | 0.47 | 0.47 | 0.47 | 0.56 | 0.56 | 0.57 | 0.57 | 0.58 | 0.58 | 0.59 | 0.59 | 0.59 | 0.51 | 0.52 | 0.5 | 0.48
C2 | Daily hour of expected weekly peak load (e.g. 21st hour if the peak load is between 20:00 CET to 21:00 CET) |  |  | 19:00 CET | 19:00 CET | 19:00 CET | 19:00 CET | 19:00 CET | 21:00 CET | 21:00 CET | 21:00 CET | 21:00 CET | 20:00 CET | 20:00 CET | 20:00 CET | 20:00 CET | 20:00 CET | 19:00 CET | 19:00 CET | 19:00 CET | 19:00 CET
PART D: ADDITIONAL INFORMATION FOR INTERCONNECTORS
31 | Simultaneous importable capacity |  | From | 1.3 | 1.3 | 1.25 | 1.3 | 1.3 | 1.4 | 1.3 | 1.3 | 1.3 | 1.3 | 1.4 | 1.4 | 1.4 | 1.4 | 1.4 | 1.4 | 1.35 | 1.35
32 | Simultaneous exportable capacity |  | To | 1.4 | 1.4 | 1.35 | 1.4 | 1.4 | 1.5 | 1.4 | 1.4 | 1.4 | 1.4 | 1.5 | 1.5 | 1.5 | 1.5 | 1.5 | 1.5 | 1.45 | 1.45

## LV
Summer Outlook Report 2016 | [21 empty] | Downward load factors modified
| Power Data (all entries are assumed to be >0) |  |  | Countrycode: |  | LV
| (Net values in GW, at a synchronous time every week) |  |  | Countryname: |  | Latvia
| The dates are related to Wednesday of each week |  |  | 2016-06-01 | 2016-06-08 | 2016-06-15 | 2016-06-22 | 2016-06-29 | 2016-07-06 | 2016-07-13 | 2016-07-20 | 2016-07-27 | 2016-08-03 | 2016-08-10 | 2016-08-17 | 2016-08-24 | 2016-08-31 | 2016-09-07 | 2016-09-14 | 2016-09-21 | 2016-09-28
| WEEK |  |  | 22 | 23 | 24 | 25 | 26 | 27 | 28 | 29 | 30 | 31 | 32 | 33 | 34 | 35 | 36 | 37 | 38 | 39
| Time (CET) |  |  | 12:00 | 12:00 | 12:00 | 12:00 | 12:00 | 12:00 | 12:00 | 12:00 | 12:00 | 12:00 | 12:00 | 12:00 | 12:00 | 12:00 | 12:00 | 12:00 | 12:00 | 12:00
Line | PART A : INDIGINEOUS NATIONAL GENERATION | Severe Average Outage Rate | Normal Average Outage Rate
Net generating capacity:
1 | Nuclear Power | 5% | 5% | 0 | 0 | 0 | 0 | 0 | 0 | 0 | 0 | 0 | 0 | 0 | 0 | 0 | 0 | 0 | 0 | 0 | 0
2 | Fossil Fuels |  |  | 1.145 | 1.145 | 1.145 | 1.145 | 1.145 | 1.145 | 1.145 | 1.145 | 1.145 | 1.145 | 1.145 | 1.145 | 1.145 | 1.145 | 1.145 | 1.145 | 1.145 | 1.145
2a | of which Lignite | 9% | 9% | 0 | 0 | 0 | 0 | 0 | 0 | 0 | 0 | 0 | 0 | 0 | 0 | 0 | 0 | 0 | 0 | 0 | 0
2b | of which Hard Coal | 9% | 9% | 0 | 0 | 0 | 0 | 0 | 0 | 0 | 0 | 0 | 0 | 0 | 0 | 0 | 0 | 0 | 0 | 0 | 0
2c | of which Gas | 7% | 7% | 1.031 | 1.031 | 1.031 | 1.031 | 1.031 | 1.031 | 1.031 | 1.031 | 1.031 | 1.031 | 1.031 | 1.031 | 1.031 | 1.031 | 1.031 | 1.031 | 1.031 | 1.031
2d | of which Oil | 9% | 9% | 0 | 0 | 0 | 0 | 0 | 0 | 0 | 0 | 0 | 0 | 0 | 0 | 0 | 0 | 0 | 0 | 0 | 0
2e | of which Oil Shale | 8.75% | 8.75% | 0 | 0 | 0 | 0 | 0 | 0 | 0 | 0 | 0 | 0 | 0 | 0 | 0 | 0 | 0 | 0 | 0 | 0
2f | of which Mixed Fuels | 8.75% | 8.75% | 0.114 | 0.114 | 0.114 | 0.114 | 0.114 | 0.114 | 0.114 | 0.114 | 0.114 | 0.114 | 0.114 | 0.114 | 0.114 | 0.114 | 0.114 | 0.114 | 0.114 | 0.114
3 | Renewable Energy Sources (other than hydro) |  |  | 0.211 | 0.211 | 0.211 | 0.211 | 0.211 | 0.211 | 0.211 | 0.211 | 0.211 | 0.211 | 0.211 | 0.211 | 0.211 | 0.211 | 0.211 | 0.211 | 0.211 | 0.211
3a | of which onshore wind | 0% | 0% | 0.09 | 0.09 | 0.09 | 0.09 | 0.09 | 0.09 | 0.09 | 0.09 | 0.09 | 0.09 | 0.09 | 0.09 | 0.09 | 0.09 | 0.09 | 0.09 | 0.09 | 0.09
3b | of which offshore wind | 0% | 0% | 0 | 0 | 0 | 0 | 0 | 0 | 0 | 0 | 0 | 0 | 0 | 0 | 0 | 0 | 0 | 0 | 0 | 0
3c | of which Solar (PV) | 0% | 0% | 0 | 0 | 0 | 0 | 0 | 0 | 0 | 0 | 0 | 0 | 0 | 0 | 0 | 0 | 0 | 0 | 0 | 0
3d | of which Biomass | 9% | 9% | 0.121 | 0.121 | 0.121 | 0.121 | 0.121 | 0.121 | 0.121 | 0.121 | 0.121 | 0.121 | 0.121 | 0.121 | 0.121 | 0.121 | 0.121 | 0.121 | 0.121 | 0.121
3e | of which other RES (apart from hydro, including tidal, wave, geothermal, waste renewable, CSP,…) | 0% | 0% | 0 | 0 | 0 | 0 | 0 | 0 | 0 | 0 | 0 | 0 | 0 | 0 | 0 | 0 | 0 | 0 | 0 | 0
4 | Hydro power (total) | 3% | 3% | 1.578 | 1.578 | 1.578 | 1.578 | 1.578 | 1.578 | 1.578 | 1.578 | 1.578 | 1.578 | 1.578 | 1.578 | 1.578 | 1.578 | 1.578 | 1.578 | 1.578 | 1.578
4a | of which renewable hydro generation |  |  | 1.578 | 1.578 | 1.578 | 1.578 | 1.578 | 1.578 | 1.578 | 1.578 | 1.578 | 1.578 | 1.578 | 1.578 | 1.578 | 1.578 | 1.578 | 1.578 | 1.578 | 1.578
5 | Other non-RES (incl. not clearly identifiable energy sources) | 0% | 0% | 0 | 0 | 0 | 0 | 0 | 0 | 0 | 0 | 0 | 0 | 0 | 0 | 0 | 0 | 0 | 0 | 0 | 0
6 | Net generating capacity (6 = 1+2+3+4+5) |  |  | 2.934 | 2.934 | 2.934 | 2.934 | 2.934 | 2.934 | 2.934 | 2.934 | 2.934 | 2.934 | 2.934 | 2.934 | 2.934 | 2.934 | 2.934 | 2.934 | 2.934 | 2.934
7 | Maintenance & Overhauls (all power stations) |  |  | 1.13 | 0.935 | 1.092 | 1.092 | 1.089 | 0.763 | 0.763 | 1.075 | 0.941 | 0.941 | 1.031 | 1.121 | 1.005 | 0.848 | 0.866 | 0.928 | 0.74 | 0.825
7a | of which nuclear |  |  | 0 | 0 | 0 | 0 | 0 | 0 | 0 | 0 | 0 | 0 | 0 | 0 | 0 | 0 | 0 | 0 | 0 | 0
7b | of which Lignite |  |  | 0 | 0 | 0 | 0 | 0 | 0 | 0 | 0 | 0 | 0 | 0 | 0 | 0 | 0 | 0 | 0 | 0 | 0
7c | of which Hard Coal |  |  | 0 | 0 | 0 | 0 | 0 | 0 | 0 | 0 | 0 | 0 | 0 | 0 | 0 | 0 | 0 | 0 | 0 | 0
7d | of which Gas |  |  | 0.413 | 0.413 | 0.413 | 0.413 | 0.41 | 0.419 | 0.419 | 0.419 | 0.419 | 0.419 | 0.419 | 0.419 | 0.419 | 0.419 | 0.419 | 0.419 | 0.419 | 0.419
7e | of which Oil |  |  | 0 | 0 | 0 | 0 | 0 | 0 | 0 | 0 | 0 | 0 | 0 | 0 | 0 | 0 | 0 | 0 | 0 | 0
7f | of which Oil Shale |  |  | 0 | 0 | 0 | 0 | 0 | 0 | 0 | 0 | 0 | 0 | 0 | 0 | 0 | 0 | 0 | 0 | 0 | 0
7g | of which Mixed Fuels |  |  | 0 | 0 | 0 | 0 | 0 | 0 | 0 | 0 | 0 | 0 | 0 | 0 | 0 | 0 | 0 | 0 | 0 | 0
7h | of which onshore wind |  |  | 0 | 0 | 0 | 0 | 0 | 0 | 0 | 0 | 0 | 0 | 0 | 0 | 0 | 0 | 0 | 0 | 0 | 0
7i | of which offshore wind |  |  | 0 | 0 | 0 | 0 | 0 | 0 | 0 | 0 | 0 | 0 | 0 | 0 | 0 | 0 | 0 | 0 | 0 | 0
7j | of which Solar (PV) |  |  | 0 | 0 | 0 | 0 | 0 | 0 | 0 | 0 | 0 | 0 | 0 | 0 | 0 | 0 | 0 | 0 | 0 | 0
7k | of which Biomass |  |  | 0 | 0 | 0 | 0 | 0 | 0 | 0 | 0 | 0 | 0 | 0 | 0 | 0 | 0 | 0 | 0 | 0 | 0
7l | of which other RES (NO hydro, including tidal, wave, geothermal, waste renewable, CSP,…) |  |  | 0 | 0 | 0 | 0 | 0 | 0 | 0 | 0 | 0 | 0 | 0 | 0 | 0 | 0 | 0 | 0 | 0 | 0
7m | Hydro power (total) |  |  | 0.717 | 0.522 | 0.679 | 0.679 | 0.679 | 0.344 | 0.344 | 0.656 | 0.522 | 0.522 | 0.612 | 0.702 | 0.586 | 0.429 | 0.447 | 0.509 | 0.321 | 0.406
7n | of which renewable hydro generation |  |  | 0.717 | 0.522 | 0.679 | 0.679 | 0.679 | 0.344 | 0.344 | 0.656 | 0.522 | 0.522 | 0.612 | 0.702 | 0.586 | 0.429 | 0.447 | 0.509 | 0.321 | 0.406
7o | of which other non-RES (including CHP non-renewable, waste non-renewable and other not clearly identified generation ) |  |  | 0 | 0 | 0 | 0 | 0 | 0 | 0 | 0 | 0 | 0 | 0 | 0 | 0 | 0 | 0 | 0 | 0 | 0
PART B : DATA UNDER NORMAL CONDITIONS
8 | Non-usable capacity at reference point (all power stations including mothballed, authorization & technical & legal constraints, energy source unavailability etc. ) |  |  | 0.59363 | 0.99455 | 0.83076 | 0.83059 | 0.83486 | 1.1711 | 1.1688 | 0.85627 | 0.9919 | 0.9919 | 0.89971 | 0.81062 | 0.92759 | 1.0829 | 1.0655 | 1.0005 | 1.1869 | 1.1037
8a | of which nuclear |  |  | 0 | 0 | 0 | 0 | 0 | 0 | 0 | 0 | 0 | 0 | 0 | 0 | 0 | 0 | 0 | 0 | 0 | 0
8b | of which Lignite |  |  | 0 | 0 | 0 | 0 | 0 | 0 | 0 | 0 | 0 | 0 | 0 | 0 | 0 | 0 | 0 | 0 | 0 | 0
8c | of which Hard Coal |  |  | 0 | 0 | 0 | 0 | 0 | 0 | 0 | 0 | 0 | 0 | 0 | 0 | 0 | 0 | 0 | 0 | 0 | 0
8d | of which Gas |  |  | 0 | 0 | 0 | 0 | 0 | 0 | 0 | 0 | 0 | 0 | 0 | 0 | 0 | 0 | 0 | 0 | 0 | 0
8e | of which Oil |  |  | 0 | 0 | 0 | 0 | 0 | 0 | 0 | 0 | 0 | 0 | 0 | 0 | 0 | 0 | 0 | 0 | 0 | 0
8f | of which Oil Shale |  |  | 0 | 0 | 0 | 0 | 0 | 0 | 0 | 0 | 0 | 0 | 0 | 0 | 0 | 0 | 0 | 0 | 0 | 0
8g | of which Mixed Fuels |  |  | 0.03 | 0.03 | 0.03 | 0.03 | 0.03 | 0.03 | 0.03 | 0.03 | 0.03 | 0.03 | 0.03 | 0.03 | 0.03 | 0.03 | 0.03 | 0.03 | 0.03 | 0.03
8h | of which onshore wind |  |  | 0.083633 | 0.084552 | 0.081762 | 0.081586 | 0.08586 | 0.087116 | 0.084828 | 0.084274 | 0.085904 | 0.0859 | 0.083706 | 0.084615 | 0.085594 | 0.083863 | 0.084495 | 0.081505 | 0.07993 | 0.081735
8i | of which offshore wind |  |  | 0 | 0 | 0 | 0 | 0 | 0 | 0 | 0 | 0 | 0 | 0 | 0 | 0 | 0 | 0 | 0 | 0 | 0
8j | of which Solar |  |  | 0 | 0 | 0 | 0 | 0 | 0 | 0 | 0 | 0 | 0 | 0 | 0 | 0 | 0 | 0 | 0 | 0 | 0
8k | of which Biomass |  |  | 0.02 | 0.02 | 0.02 | 0.02 | 0.02 | 0.02 | 0.02 | 0.02 | 0.02 | 0.02 | 0.02 | 0.02 | 0.02 | 0.02 | 0.02 | 0.02 | 0.02 | 0.02
8l | of which other RES (apart from hydro) |  |  | 0 | 0 | 0 | 0 | 0 | 0 | 0 | 0 | 0 | 0 | 0 | 0 | 0 | 0 | 0 | 0 | 0 | 0
8m | Hydro power (total) |  |  | 0.46 | 0.86 | 0.699 | 0.699 | 0.699 | 1.034 | 1.034 | 0.722 | 0.856 | 0.856 | 0.766 | 0.676 | 0.792 | 0.949 | 0.931 | 0.869 | 1.057 | 0.972
8n | of which renewable hydro generation |  |  | 0.46 | 0.86 | 0.699 | 0.699 | 0.699 | 1.034 | 1.034 | 0.722 | 0.856 | 0.856 | 0.766 | 0.676 | 0.792 | 0.949 | 0.931 | 0.869 | 1.057 | 0.972
8o | of which other non-RES (incl. not clearly identifiable energy sources) |  |  | 0 | 0 | 0 | 0 | 0 | 0 | 0 | 0 | 0 | 0 | 0 | 0 | 0 | 0 | 0 | 0 | 0 | 0
9 | Available capacity (9 = 6 - (7 + 8)) |  |  | 1.2104 | 1.0044 | 1.0112 | 1.0114 | 1.0101 | 0.99988 | 1.0022 | 1.0027 | 1.0011 | 1.0011 | 1.0033 | 1.0024 | 1.0014 | 1.0031 | 1.0025 | 1.0055 | 1.0071 | 1.0053
10 | Outages: average expected value (all power stations) |  |  | 0.07173 | 0.06558 | 0.0657 | 0.0657 | 0.06591 | 0.06528 | 0.06528 | 0.06528 | 0.06528 | 0.06528 | 0.06528 | 0.06528 | 0.06528 | 0.06528 | 0.06528 | 0.06528 | 0.06528 | 0.06528
11 | System services reserve (one hour ahead of real time) |  |  | 0.1 | 0.1 | 0.1 | 0.1 | 0.1 | 0.1 | 0.1 | 0.1 | 0.1 | 0.1 | 0.1 | 0.1 | 0.1 | 0.1 | 0.1 | 0.1 | 0.1 | 0.1
12 | Reliably available capacity (12 = 9 - (10 + 11)) |  |  | 1.0386 | 0.83887 | 0.84554 | 0.84571 | 0.84423 | 0.8346 | 0.83689 | 0.83745 | 0.83582 | 0.83582 | 0.83801 | 0.8371 | 0.83613 | 0.83786 | 0.83723 | 0.84022 | 0.84179 | 0.83998
13 | Load at reference point in time |  |  | 0.9092 | 0.89699 | 0.89191 | 0.62647 | 0.88682 | 0.90818 | 0.88377 | 0.87767 | 0.88479 | 0.71393 | 0.94174 | 0.99869 | 0.90106 | 0.90716 | 0.91225 | 0.96208 | 0.93259 | 0.93767
13b | Population average daily (24h) temperature (degrees Celsius) |  |  | 13.82 | 14.74 | 15.55 | 16.24 | 16.78 | 17.18 | 17.43 | 17.51 | 17.44 | 17.2 | 16.8 | 16.24 | 15.54 | 14.7 | 13.73 | 12.65 | 11.48 | 10.23
14 | Load reduction / load management and strategic reserves available at reference point in time |  |  | 0 | 0 | 0 | 0 | 0 | 0 | 0 | 0 | 0 | 0 | 0 | 0 | 0 | 0 | 0 | 0 | 0 | 0
15 | Net weekly load at reference point in time (15 = 13-14) |  |  | 0.9092 | 0.89699 | 0.89191 | 0.62647 | 0.88682 | 0.90818 | 0.88377 | 0.87767 | 0.88479 | 0.71393 | 0.94174 | 0.99869 | 0.90106 | 0.90716 | 0.91225 | 0.96208 | 0.93259 | 0.93767
16 | Remaining capacity at reference point in time (16 = 12- 15) |  |  | 0.12944 | -0.058126 | -0.046371 | 0.21924 | -0.042594 | -0.073577 | -0.046881 | -0.040225 | -0.048974 | 0.12189 | -0.10373 | -0.16159 | -0.064936 | -0.069307 | -0.075024 | -0.12187 | -0.090799 | -0.097689
B1 | Weekly peak load (unrestricted reference point in time) |  |  | 0.928 | 0.924 | 0.921 | 0.881 | 0.942 | 0.95 | 0.916 | 0.913 | 0.911 | 0.987 | 1.008 | 0.928 | 0.973 | 0.977 | 0.951 | 0.998 | 0.985 | 0.991
B2 | Daily hour of expected weekly peak load (e.g. 21st hour if the peak load is between 20:00 CET to 21:00 CET)
PART C : DATA FOR SEVERE CONDITIONS
17 | Non-usable capacity at reference point (all power stations including mothballed, authorization & technical & legal constraints, energy source unavailability etc. ) |  |  | 1.0709 | 1.2659 | 1.1088 | 1.1088 | 1.1089 | 1.444 | 1.4439 | 1.1319 | 1.266 | 1.266 | 1.1759 | 1.0859 | 1.2019 | 1.3589 | 1.3409 | 1.2786 | 1.4666 | 1.3818
17a | of which nuclear |  |  | 0 | 0 | 0 | 0 | 0 | 0 | 0 | 0 | 0 | 0 | 0 | 0 | 0 | 0 | 0 | 0 | 0 | 0
17b | of which Lignite |  |  | 0 | 0 | 0 | 0 | 0 | 0 | 0 | 0 | 0 | 0 | 0 | 0 | 0 | 0 | 0 | 0 | 0 | 0
17c | of which Hard Coal |  |  | 0 | 0 | 0 | 0 | 0 | 0 | 0 | 0 | 0 | 0 | 0 | 0 | 0 | 0 | 0 | 0 | 0 | 0
17d | of which Gas |  |  | 0.2 | 0.2 | 0.2 | 0.2 | 0.2 | 0.2 | 0.2 | 0.2 | 0.2 | 0.2 | 0.2 | 0.2 | 0.2 | 0.2 | 0.2 | 0.2 | 0.2 | 0.2
17e | of which Oil |  |  | 0 | 0 | 0 | 0 | 0 | 0 | 0 | 0 | 0 | 0 | 0 | 0 | 0 | 0 | 0 | 0 | 0 | 0
17f | of which Oil Shale |  |  | 0 | 0 | 0 | 0 | 0 | 0 | 0 | 0 | 0 | 0 | 0 | 0 | 0 | 0 | 0 | 0 | 0 | 0
17g | of which Mixed Fuels |  |  | 0.04 | 0.04 | 0.04 | 0.04 | 0.04 | 0.04 | 0.04 | 0.04 | 0.04 | 0.04 | 0.04 | 0.04 | 0.04 | 0.04 | 0.04 | 0.04 | 0.04 | 0.04
17h | of which onshore wind |  |  | 0.089897 | 0.089937 | 0.089803 | 0.089786 | 0.089864 | 0.089996 | 0.089872 | 0.089864 | 0.089969 | 0.089969 | 0.089874 | 0.089897 | 0.089935 | 0.089922 | 0.089866 | 0.089609 | 0.08965 | 0.089818
17i | of which offshore wind |  |  | 0 | 0 | 0 | 0 | 0 | 0 | 0 | 0 | 0 | 0 | 0 | 0 | 0 | 0 | 0 | 0 | 0 | 0
17j | of which Solar |  |  | 0 | 0 | 0 | 0 | 0 | 0 | 0 | 0 | 0 | 0 | 0 | 0 | 0 | 0 | 0 | 0 | 0 | 0
17k | of which Biomass |  |  | 0.03 | 0.03 | 0.03 | 0.03 | 0.03 | 0.03 | 0.03 | 0.03 | 0.03 | 0.03 | 0.03 | 0.03 | 0.03 | 0.03 | 0.03 | 0.03 | 0.03 | 0.03
17l | of which other RES (apart from hydro) |  |  | 0 | 0 | 0 | 0 | 0 | 0 | 0 | 0 | 0 | 0 | 0 | 0 | 0 | 0 | 0 | 0 | 0 | 0
17m | Hydro power (total) |  |  | 0.711 | 0.906 | 0.749 | 0.749 | 0.749 | 1.084 | 1.084 | 0.772 | 0.906 | 0.906 | 0.816 | 0.726 | 0.842 | 0.999 | 0.981 | 0.919 | 1.107 | 1.022
17n | of which renewable hydro generation |  |  | 0.711 | 0.906 | 0.749 | 0.749 | 0.749 | 1.084 | 1.084 | 0.772 | 0.906 | 0.906 | 0.816 | 0.726 | 0.842 | 0.999 | 0.981 | 0.919 | 1.107 | 1.022
17o | of which other non-RES (incl. not clearly identifiable energy sources) |  |  | 0 | 0 | 0 | 0 | 0 | 0 | 0 | 0 | 0 | 0 | 0 | 0 | 0 | 0 | 0 | 0 | 0 | 0
18 | Available capacity (18 = 6 - (7 + 17)) |  |  | 0.7331 | 0.73306 | 0.7332 | 0.73321 | 0.73614 | 0.727 | 0.72713 | 0.72714 | 0.72703 | 0.72703 | 0.72713 | 0.7271 | 0.72707 | 0.72708 | 0.72713 | 0.72739 | 0.72735 | 0.72718
19 | Outages: average expected value (all power stations) under SEVERE conditions |  |  | 0.048425 | 0.048425 | 0.048425 | 0.048425 | 0.048635 | 0.048005 | 0.048005 | 0.048005 | 0.048005 | 0.048005 | 0.048005 | 0.048005 | 0.048005 | 0.048005 | 0.048005 | 0.048005 | 0.048005 | 0.048005
20 | System services reserve (one hour ahead of real time) under SEVERE conditions |  |  | 0.1 | 0.1 | 0.1 | 0.1 | 0.1 | 0.1 | 0.1 | 0.1 | 0.1 | 0.1 | 0.1 | 0.1 | 0.1 | 0.1 | 0.1 | 0.1 | 0.1 | 0.1
21 | Reliably available capacity under SEVERE conditions (21 = 18 - (19 + 20)) |  |  | 0.58468 | 0.58464 | 0.58477 | 0.58479 | 0.5875 | 0.579 | 0.57912 | 0.57913 | 0.57903 | 0.57903 | 0.57912 | 0.5791 | 0.57906 | 0.57907 | 0.57913 | 0.57939 | 0.57935 | 0.57918
22 | Load at reference point in time (19:00 CET) under SEVERE conditions |  |  | 0.92976 | 0.91728 | 0.91208 | 0.64064 | 0.90688 | 0.92872 | 0.90376 | 0.89752 | 0.9048 | 0.73008 | 0.96304 | 1.0213 | 0.92144 | 0.92768 | 0.93288 | 0.98384 | 0.95368 | 0.95888
23 | Load reduction / load management and strategic reserves available at reference point in time (19:00 CET) under SEVERE conditions |  |  | 0 | 0 | 0 | 0 | 0 | 0 | 0 | 0 | 0 | 0 | 0 | 0 | 0 | 0 | 0 | 0 | 0 | 0
24 | Net weekly peak load for SEVERE conditions (24 = 22-23) |  |  | 0.92976 | 0.91728 | 0.91208 | 0.64064 | 0.90688 | 0.92872 | 0.90376 | 0.89752 | 0.9048 | 0.73008 | 0.96304 | 1.0213 | 0.92144 | 0.92768 | 0.93288 | 0.98384 | 0.95368 | 0.95888
25 | Remaining capacity for SEVERE conditions (25 = 21-24) |  |  | -0.34508 | -0.33264 | -0.32731 | -0.055851 | -0.31938 | -0.34972 | -0.32464 | -0.31839 | -0.32577 | -0.15105 | -0.38392 | -0.44218 | -0.34238 | -0.34861 | -0.35375 | -0.40445 | -0.37433 | -0.3797
C1 | Weekly peak load under SEVERE conditions (unrestricted reference point in time) |  |  | 0.96512 | 0.96096 | 0.95784 | 0.91624 | 0.97968 | 0.988 | 0.95264 | 0.94952 | 0.94744 | 1.0265 | 1.0483 | 0.96512 | 1.0119 | 1.0161 | 0.98904 | 1.0379 | 1.0244 | 1.0306
C2 | Daily hour of expected weekly peak load (e.g. 21st hour if the peak load is between 20:00 CET to 21:00 CET)
PART D: ADDITIONAL INFORMATION FOR INTERCONNECTORS
31 | Simultaneous importable capacity |  | From | 0.984 | 0.984 | 0.984 | 1.034 | 1.084 | 1.084 | 1.284 | 1.134 | 1.134 | 0.984 | 0.884 | 0.884 | 1.013 | 1.063 | 1.063 | 1.063 | 1.334 | 1.334
32 | Simultaneous exportable capacity |  | To | 1.063 | 1.163 | 1.213 | 1.213 | 1.313 | 1.313 | 1.313 | 1.113 | 1.113 | 0.813 | 1.013 | 1.013 | 0.963 | 1.013 | 1.313 | 1.313 | 1.313 | 1.313

## LU
Summer Outlook Report 2016 | [21 empty] | Downward load factors modified
| Power Data (all entries are assumed to be >0) |  |  | Countrycode: |  | LU
| (Net values in GW, at a synchronous time every week) |  |  | Countryname: |  | Luxembourg
| The dates are related to Wednesday of each week |  |  | 2016-06-01 | 2016-06-08 | 2016-06-15 | 2016-06-22 | 2016-06-29 | 2016-07-06 | 2016-07-13 | 2016-07-20 | 2016-07-27 | 2016-08-03 | 2016-08-10 | 2016-08-17 | 2016-08-24 | 2016-08-31 | 2016-09-07 | 2016-09-14 | 2016-09-21 | 2016-09-28
| WEEK |  |  | 22 | 23 | 24 | 25 | 26 | 27 | 28 | 29 | 30 | 31 | 32 | 33 | 34 | 35 | 36 | 37 | 38 | 39
| Time (CET) |  |  | 12:00 | 12:00 | 12:00 | 12:00 | 12:00 | 12:00 | 12:00 | 12:00 | 12:00 | 12:00 | 12:00 | 12:00 | 12:00 | 12:00 | 12:00 | 12:00 | 12:00 | 12:00
Line | PART A : INDIGINEOUS NATIONAL GENERATION | Severe Average Outage Rate | Normal Average Outage Rate
Net generating capacity:
1 | Nuclear Power | 0% | 0% | 0 | 0 | 0 | 0 | 0 | 0 | 0 | 0 | 0 | 0 | 0 | 0 | 0 | 0 | 0 | 0 | 0 | 0
2 | Fossil Fuels |  |  | 0.5 | 0.5 | 0.5 | 0.5 | 0.5 | 0.5 | 0.5 | 0.5 | 0.5 | 0.5 | 0.5 | 0.5 | 0.5 | 0.5 | 0.5 | 0.5 | 0.5 | 0.5
2a | of which Lignite | 0% | 0% | 0 | 0 | 0 | 0 | 0 | 0 | 0 | 0 | 0 | 0 | 0 | 0 | 0 | 0 | 0 | 0 | 0 | 0
2b | of which Hard Coal | 0% | 0% | 0 | 0 | 0 | 0 | 0 | 0 | 0 | 0 | 0 | 0 | 0 | 0 | 0 | 0 | 0 | 0 | 0 | 0
2c | of which Gas | 7% | 7% | 0.5 | 0.5 | 0.5 | 0.5 | 0.5 | 0.5 | 0.5 | 0.5 | 0.5 | 0.5 | 0.5 | 0.5 | 0.5 | 0.5 | 0.5 | 0.5 | 0.5 | 0.5
2d | of which Oil | 0% | 0% | 0 | 0 | 0 | 0 | 0 | 0 | 0 | 0 | 0 | 0 | 0 | 0 | 0 | 0 | 0 | 0 | 0 | 0
2e | of which Oil Shale | 0% | 0% | 0 | 0 | 0 | 0 | 0 | 0 | 0 | 0 | 0 | 0 | 0 | 0 | 0 | 0 | 0 | 0 | 0 | 0
2f | of which Mixed Fuels | 0% | 0% | 0 | 0 | 0 | 0 | 0 | 0 | 0 | 0 | 0 | 0 | 0 | 0 | 0 | 0 | 0 | 0 | 0 | 0
3 | Renewable Energy Sources (other than hydro) |  |  | 0.17 | 0.17 | 0.17 | 0.17 | 0.17 | 0.17 | 0.17 | 0.17 | 0.17 | 0.17 | 0.17 | 0.17 | 0.17 | 0.17 | 0.17 | 0.17 | 0.17 | 0.17
3a | of which onshore wind | 0% | 0% | 0.05 | 0.05 | 0.05 | 0.05 | 0.05 | 0.05 | 0.05 | 0.05 | 0.05 | 0.05 | 0.05 | 0.05 | 0.05 | 0.05 | 0.05 | 0.05 | 0.05 | 0.05
3b | of which offshore wind | 0% | 0% | 0 | 0 | 0 | 0 | 0 | 0 | 0 | 0 | 0 | 0 | 0 | 0 | 0 | 0 | 0 | 0 | 0 | 0
3c | of which Solar (PV) | 0% | 0% | 0.11 | 0.11 | 0.11 | 0.11 | 0.11 | 0.11 | 0.11 | 0.11 | 0.11 | 0.11 | 0.11 | 0.11 | 0.11 | 0.11 | 0.11 | 0.11 | 0.11 | 0.11
3d | of which Biomass | 0% | 0% | 0.01 | 0.01 | 0.01 | 0.01 | 0.01 | 0.01 | 0.01 | 0.01 | 0.01 | 0.01 | 0.01 | 0.01 | 0.01 | 0.01 | 0.01 | 0.01 | 0.01 | 0.01
3e | of which other RES (apart from hydro, including tidal, wave, geothermal, waste renewable, CSP,…) | 0% | 0% | 0 | 0 | 0 | 0 | 0 | 0 | 0 | 0 | 0 | 0 | 0 | 0 | 0 | 0 | 0 | 0 | 0 | 0
4 | Hydro power (total) | 0% | 0% | 1.24 | 1.24 | 1.24 | 1.24 | 1.24 | 1.24 | 1.24 | 1.24 | 1.24 | 1.24 | 1.24 | 1.24 | 1.24 | 1.24 | 1.24 | 1.24 | 1.24 | 1.24
4a | of which renewable hydro generation |  |  | 0.04 | 0.04 | 0.04 | 0.04 | 0.04 | 0.04 | 0.04 | 0.04 | 0.04 | 0.04 | 0.04 | 0.04 | 0.04 | 0.04 | 0.04 | 0.04 | 0.04 | 0.04
5 | Other non-RES (incl. not clearly identifiable energy sources) | 0% | 0% | 0.01 | 0.01 | 0.01 | 0.01 | 0.01 | 0.01 | 0.01 | 0.01 | 0.01 | 0.01 | 0.01 | 0.01 | 0.01 | 0.01 | 0.01 | 0.01 | 0.01 | 0.01
6 | Net generating capacity (6 = 1+2+3+4+5) |  |  | 1.92 | 1.92 | 1.92 | 1.92 | 1.92 | 1.92 | 1.92 | 1.92 | 1.92 | 1.92 | 1.92 | 1.92 | 1.92 | 1.92 | 1.92 | 1.92 | 1.92 | 1.92
7 | Maintenance & Overhauls (all power stations) |  |  | 0.12 | 0.12 | 0.12 | 0.12 | 0.12 | 0.12 | 0.12 | 0.02 | 0.22 | 0.22 | 0.22 | 0.12 | 0.12 | 0.12 | 0.1 | 0.1 | 0.1 | 0.1
7a | of which nuclear |  |  | 0 | 0 | 0 | 0 | 0 | 0 | 0 | 0 | 0 | 0 | 0 | 0 | 0 | 0 | 0 | 0 | 0 | 0
7b | of which Lignite |  |  | 0 | 0 | 0 | 0 | 0 | 0 | 0 | 0 | 0 | 0 | 0 | 0 | 0 | 0 | 0 | 0 | 0 | 0
7c | of which Hard Coal |  |  | 0 | 0 | 0 | 0 | 0 | 0 | 0 | 0 | 0 | 0 | 0 | 0 | 0 | 0 | 0 | 0 | 0 | 0
7d | of which Gas |  |  | 0.02 | 0.02 | 0.02 | 0.02 | 0.02 | 0.02 | 0.02 | 0.02 | 0.02 | 0.02 | 0.02 | 0.02 | 0.02 | 0.02 | 0 | 0 | 0 | 0
7e | of which Oil |  |  | 0 | 0 | 0 | 0 | 0 | 0 | 0 | 0 | 0 | 0 | 0 | 0 | 0 | 0 | 0 | 0 | 0 | 0
7f | of which Oil Shale |  |  | 0 | 0 | 0 | 0 | 0 | 0 | 0 | 0 | 0 | 0 | 0 | 0 | 0 | 0 | 0 | 0 | 0 | 0
7g | of which Mixed Fuels |  |  | 0 | 0 | 0 | 0 | 0 | 0 | 0 | 0 | 0 | 0 | 0 | 0 | 0 | 0 | 0 | 0 | 0 | 0
7h | of which onshore wind |  |  | 0 | 0 | 0 | 0 | 0 | 0 | 0 | 0 | 0 | 0 | 0 | 0 | 0 | 0 | 0 | 0 | 0 | 0
7i | of which offshore wind |  |  | 0 | 0 | 0 | 0 | 0 | 0 | 0 | 0 | 0 | 0 | 0 | 0 | 0 | 0 | 0 | 0 | 0 | 0
7j | of which Solar (PV) |  |  | 0 | 0 | 0 | 0 | 0 | 0 | 0 | 0 | 0 | 0 | 0 | 0 | 0 | 0 | 0 | 0 | 0 | 0
7k | of which Biomass |  |  | 0 | 0 | 0 | 0 | 0 | 0 | 0 | 0 | 0 | 0 | 0 | 0 | 0 | 0 | 0 | 0 | 0 | 0
7l | of which other RES (NO hydro, including tidal, wave, geothermal, waste renewable, CSP,…) |  |  | 0 | 0 | 0 | 0 | 0 | 0 | 0 | 0 | 0 | 0 | 0 | 0 | 0 | 0 | 0 | 0 | 0 | 0
7m | Hydro power (total) |  |  | 0.1 | 0.1 | 0.1 | 0.1 | 0.1 | 0.1 | 0.1 | 0 | 0.2 | 0.2 | 0.2 | 0.1 | 0.1 | 0.1 | 0.1 | 0.1 | 0.1 | 0.1
7n | of which renewable hydro generation |  |  | 0 | 0 | 0 | 0 | 0 | 0 | 0 | 0 | 0 | 0 | 0 | 0 | 0 | 0 | 0 | 0 | 0 | 0
7o | of which other non-RES (including CHP non-renewable, waste non-renewable and other not clearly identified generation ) |  |  | 0 | 0 | 0 | 0 | 0 | 0 | 0 | 0 | 0 | 0 | 0 | 0 | 0 | 0 | 0 | 0 | 0 | 0
PART B : DATA UNDER NORMAL CONDITIONS
8 | Non-usable capacity at reference point (all power stations including mothballed, authorization & technical & legal constraints, energy source unavailability etc. ) |  |  | 0.50876 | 0.51021 | 0.50963 | 0.50894 | 0.51033 | 0.50991 | 0.50841 | 0.50963 | 0.51232 | 0.51374 | 0.51528 | 0.51398 | 0.51698 | 0.52195 | 0.5064 | 0.5205 | 0.52633 | 0.53666
8a | of which nuclear |  |  | 0 | 0 | 0 | 0 | 0 | 0 | 0 | 0 | 0 | 0 | 0 | 0 | 0 | 0 | 0 | 0 | 0 | 0
8b | of which Lignite |  |  | 0 | 0 | 0 | 0 | 0 | 0 | 0 | 0 | 0 | 0 | 0 | 0 | 0 | 0 | 0 | 0 | 0 | 0
8c | of which Hard Coal |  |  | 0 | 0 | 0 | 0 | 0 | 0 | 0 | 0 | 0 | 0 | 0 | 0 | 0 | 0 | 0 | 0 | 0 | 0
8d | of which Gas |  |  | 0.41 | 0.41 | 0.41 | 0.41 | 0.41 | 0.41 | 0.41 | 0.41 | 0.41 | 0.41 | 0.41 | 0.41 | 0.41 | 0.41 | 0.39 | 0.39 | 0.39 | 0.39
8e | of which Oil |  |  | 0 | 0 | 0 | 0 | 0 | 0 | 0 | 0 | 0 | 0 | 0 | 0 | 0 | 0 | 0 | 0 | 0 | 0
8f | of which Oil Shale |  |  | 0 | 0 | 0 | 0 | 0 | 0 | 0 | 0 | 0 | 0 | 0 | 0 | 0 | 0 | 0 | 0 | 0 | 0
8g | of which Mixed Fuels |  |  | 0 | 0 | 0 | 0 | 0 | 0 | 0 | 0 | 0 | 0 | 0 | 0 | 0 | 0 | 0 | 0 | 0 | 0
8h | of which onshore wind |  |  | 0.049233 | 0.049833 | 0.0498 | 0.049667 | 0.049883 | 0.049517 | 0.0484 | 0.049067 | 0.049983 | 0.049967 | 0.049983 | 0.049967 | 0.04975 | 0.049533 | 0.0494 | 0.049333 | 0.04975 | 0.04975
8i | of which offshore wind |  |  | 0 | 0 | 0 | 0 | 0 | 0 | 0 | 0 | 0 | 0 | 0 | 0 | 0 | 0 | 0 | 0 | 0 | 0
8j | of which Solar |  |  | 0.049531 | 0.050376 | 0.049828 | 0.049271 | 0.050445 | 0.050389 | 0.050013 | 0.050568 | 0.052337 | 0.053772 | 0.055297 | 0.054011 | 0.057229 | 0.062414 | 0.066997 | 0.08117 | 0.086582 | 0.096911
8k | of which Biomass |  |  | 0 | 0 | 0 | 0 | 0 | 0 | 0 | 0 | 0 | 0 | 0 | 0 | 0 | 0 | 0 | 0 | 0 | 0
8l | of which other RES (apart from hydro) |  |  | 0 | 0 | 0 | 0 | 0 | 0 | 0 | 0 | 0 | 0 | 0 | 0 | 0 | 0 | 0 | 0 | 0 | 0
8m | Hydro power (total) |  |  | 0 | 0 | 0 | 0 | 0 | 0 | 0 | 0 | 0 | 0 | 0 | 0 | 0 | 0 | 0 | 0 | 0 | 0
8n | of which renewable hydro generation |  |  | 0 | 0 | 0 | 0 | 0 | 0 | 0 | 0 | 0 | 0 | 0 | 0 | 0 | 0 | 0 | 0 | 0 | 0
8o | of which other non-RES (incl. not clearly identifiable energy sources) |  |  | 0 | 0 | 0 | 0 | 0 | 0 | 0 | 0 | 0 | 0 | 0 | 0 | 0 | 0 | 0 | 0 | 0 | 0
9 | Available capacity (9 = 6 - (7 + 8)) |  |  | 1.2912 | 1.2898 | 1.2904 | 1.2911 | 1.2897 | 1.2901 | 1.2916 | 1.3904 | 1.1877 | 1.1863 | 1.1847 | 1.286 | 1.283 | 1.2781 | 1.3136 | 1.2995 | 1.2937 | 1.2833
10 | Outages: average expected value (all power stations) |  |  | 0.0049 | 0.0049 | 0.0049 | 0.0049 | 0.0049 | 0.0049 | 0.0049 | 0.0049 | 0.0049 | 0.0049 | 0.0049 | 0.0049 | 0.0049 | 0.0049 | 0.0077 | 0.0077 | 0.0077 | 0.0077
11 | System services reserve (one hour ahead of real time) |  |  | 0 | 0 | 0 | 0 | 0 | 0 | 0 | 0 | 0 | 0 | 0 | 0 | 0 | 0 | 0 | 0 | 0 | 0
12 | Reliably available capacity (12 = 9 - (10 + 11)) |  |  | 1.2863 | 1.2849 | 1.2855 | 1.2862 | 1.2848 | 1.2852 | 1.2867 | 1.3855 | 1.1828 | 1.1814 | 1.1798 | 1.2811 | 1.2781 | 1.2732 | 1.3059 | 1.2918 | 1.286 | 1.2756
13 | Load at reference point in time |  |  | 0.83 | 0.83 | 0.83 | 0.81 | 0.85 | 0.83 | 0.83 | 0.82 | 0.82 | 0.82 | 0.82 | 0.82 | 0.82 | 0.83 | 0.84 | 0.84 | 0.86 | 0.86
13b | Population average daily (24h) temperature (degrees Celsius) |  |  | 14.85 | 15.57 | 16.21 | 16.77 | 17.22 | 17.57 | 17.79 | 17.9 | 17.88 | 17.74 | 17.46 | 17.06 | 16.53 | 15.89 | 15.13 | 14.27 | 13.32 | 12.29
14 | Load reduction / load management and strategic reserves available at reference point in time |  |  | 0 | 0 | 0 | 0 | 0 | 0 | 0 | 0 | 0 | 0 | 0 | 0 | 0 | 0 | 0 | 0 | 0 | 0
15 | Net weekly load at reference point in time (15 = 13-14) |  |  | 0.83 | 0.83 | 0.83 | 0.81 | 0.85 | 0.83 | 0.83 | 0.82 | 0.82 | 0.82 | 0.82 | 0.82 | 0.82 | 0.83 | 0.84 | 0.84 | 0.86 | 0.86
16 | Remaining capacity at reference point in time (16 = 12- 15) |  |  | 0.45634 | 0.45489 | 0.45547 | 0.47616 | 0.43477 | 0.45519 | 0.45669 | 0.56547 | 0.36278 | 0.36136 | 0.35982 | 0.46112 | 0.45812 | 0.44315 | 0.4659 | 0.4518 | 0.42597 | 0.41564
B1 | Weekly peak load (unrestricted reference point in time) |  |  | 0.84 | 0.84 | 0.84 | 0.85 | 0.84 | 0.84 | 0.84 | 0.83 | 0.83 | 0.83 | 0.83 | 0.83 | 0.82 | 0.83 | 0.84 | 0.84 | 0.86 | 0.86
B2 | Daily hour of expected weekly peak load (e.g. 21st hour if the peak load is between 20:00 CET to 21:00 CET) |  |  | 12 | 12 | 12 | 12 | 12 | 12 | 12 | 12 | 12 | 12 | 12 | 12 | 12 | 12 | 12 | 12 | 12 | 12
PART C : DATA FOR SEVERE CONDITIONS
17 | Non-usable capacity at reference point (all power stations including mothballed, authorization & technical & legal constraints, energy source unavailability etc. ) |  |  | 0.74107 | 0.73991 | 0.73948 | 0.73441 | 0.73672 | 0.73941 | 0.73831 | 0.73807 | 0.74114 | 0.74328 | 0.74399 | 0.74333 | 0.74698 | 0.74918 | 0.74045 | 0.74153 | 0.74283 | 0.74461
17a | of which nuclear
17b | of which Lignite
17c | of which Hard Coal
17d | of which Gas |  |  | 0.43 | 0.43 | 0.43 | 0.43 | 0.43 | 0.43 | 0.43 | 0.43 | 0.43 | 0.43 | 0.43 | 0.43 | 0.43 | 0.43 | 0.42 | 0.42 | 0.42 | 0.42
17e | of which Oil
17f | of which Oil Shale
17g | of which Mixed Fuels
17h | of which onshore wind |  |  | 0.05 | 0.05 | 0.05 | 0.05 | 0.05 | 0.05 | 0.05 | 0.05 | 0.05 | 0.05 | 0.05 | 0.05 | 0.05 | 0.05 | 0.05 | 0.05 | 0.05 | 0.05
17i | of which offshore wind |  |  | 0 | 0 | 0 | 0 | 0 | 0 | 0 | 0 | 0 | 0 | 0 | 0 | 0 | 0 | 0 | 0 | 0 | 0
17j | of which Solar |  |  | 0.091071 | 0.089907 | 0.089484 | 0.084406 | 0.086715 | 0.089408 | 0.088308 | 0.088068 | 0.091145 | 0.09328 | 0.093991 | 0.093331 | 0.096979 | 0.099182 | 0.10045 | 0.10153 | 0.10283 | 0.10461
17k | of which Biomass |  |  | 0.01 | 0.01 | 0.01 | 0.01 | 0.01 | 0.01 | 0.01 | 0.01 | 0.01 | 0.01 | 0.01 | 0.01 | 0.01 | 0.01 | 0.01 | 0.01 | 0.01 | 0.01
17l | of which other RES (apart from hydro)
17m | Hydro power (total) |  |  | 0.15 | 0.15 | 0.15 | 0.15 | 0.15 | 0.15 | 0.15 | 0.15 | 0.15 | 0.15 | 0.15 | 0.15 | 0.15 | 0.15 | 0.15 | 0.15 | 0.15 | 0.15
17n | of which renewable hydro generation |  |  | 0.04 | 0.04 | 0.04 | 0.04 | 0.04 | 0.04 | 0.04 | 0.04 | 0.04 | 0.04 | 0.04 | 0.04 | 0.04 | 0.04 | 0.04 | 0.04 | 0.04 | 0.04
17o | of which other non-RES (incl. not clearly identifiable energy sources) |  |  | 0.01 | 0.01 | 0.01 | 0.01 | 0.01 | 0.01 | 0.01 | 0.01 | 0.01 | 0.01 | 0.01 | 0.01 | 0.01 | 0.01 | 0.01 | 0.01 | 0.01 | 0.01
18 | Available capacity (18 = 6 - (7 + 17)) |  |  | 1.0589 | 1.0601 | 1.0605 | 1.0656 | 1.0633 | 1.0606 | 1.0617 | 1.1619 | 0.95886 | 0.95672 | 0.95601 | 1.0567 | 1.053 | 1.0508 | 1.0796 | 1.0785 | 1.0772 | 1.0754
19 | Outages: average expected value (all power stations) under SEVERE conditions |  |  | 0.0035 | 0.0035 | 0.0035 | 0.0035 | 0.0035 | 0.0035 | 0.0035 | 0.0035 | 0.0035 | 0.0035 | 0.0035 | 0.0035 | 0.0035 | 0.0035 | 0.0056 | 0.0056 | 0.0056 | 0.0056
20 | System services reserve (one hour ahead of real time) under SEVERE conditions |  |  | 0 | 0 | 0 | 0 | 0 | 0 | 0 | 0 | 0 | 0 | 0 | 0 | 0 | 0 | 0 | 0 | 0 | 0
21 | Reliably available capacity under SEVERE conditions (21 = 18 - (19 + 20)) |  |  | 1.0554 | 1.0566 | 1.057 | 1.0621 | 1.0598 | 1.0571 | 1.0582 | 1.1584 | 0.95536 | 0.95322 | 0.95251 | 1.0532 | 1.0495 | 1.0473 | 1.074 | 1.0729 | 1.0716 | 1.0698
22 | Load at reference point in time (19:00 CET) under SEVERE conditions |  |  | 0.86 | 0.86 | 0.86 | 0.87 | 0.86 | 0.86 | 0.86 | 0.85 | 0.85 | 0.85 | 0.85 | 0.85 | 0.84 | 0.85 | 0.86 | 0.86 | 0.88 | 0.88
23 | Load reduction / load management and strategic reserves available at reference point in time (19:00 CET) under SEVERE conditions |  |  | 0 | 0 | 0 | 0 | 0 | 0 | 0 | 0 | 0 | 0 | 0 | 0 | 0 | 0 | 0 | 0 | 0 | 0
24 | Net weekly peak load for SEVERE conditions (24 = 22-23) |  |  | 0.86 | 0.86 | 0.86 | 0.87 | 0.86 | 0.86 | 0.86 | 0.85 | 0.85 | 0.85 | 0.85 | 0.85 | 0.84 | 0.85 | 0.86 | 0.86 | 0.88 | 0.88
25 | Remaining capacity for SEVERE conditions (25 = 21-24) |  |  | 0.19543 | 0.19659 | 0.19702 | 0.19209 | 0.19978 | 0.19709 | 0.19819 | 0.30843 | 0.10536 | 0.10322 | 0.10251 | 0.20317 | 0.20952 | 0.19732 | 0.21395 | 0.21287 | 0.19157 | 0.18979
C1 | Weekly peak load under SEVERE conditions (unrestricted reference point in time) |  |  | 0.84 | 0.84 | 0.84 | 0.85 | 0.84 | 0.84 | 0.84 | 0.83 | 0.83 | 0.83 | 0.83 | 0.83 | 0.82 | 0.83 | 0.84 | 0.84 | 0.86 | 0.86
C2 | Daily hour of expected weekly peak load (e.g. 21st hour if the peak load is between 20:00 CET to 21:00 CET) |  |  | 12 | 12 | 12 | 12 | 12 | 12 | 12 | 12 | 12 | 12 | 12 | 12 | 12 | 12 | 12 | 12 | 12 | 12
PART D: ADDITIONAL INFORMATION FOR INTERCONNECTORS
31 | Simultaneous importable capacity |  | From | 2.3 | 2.3 | 2.3 | 2.3 | 2.3 | 2.3 | 2.3 | 2.3 | 2.3 | 2.3 | 2.3 | 2.3 | 2.3 | 2.3 | 2.3 | 2.3 | 2.3 | 2.3
32 | Simultaneous exportable capacity |  | To | 2.3 | 2.3 | 2.3 | 2.3 | 2.3 | 2.3 | 2.3 | 2.3 | 2.3 | 2.3 | 2.3 | 2.3 | 2.3 | 2.3 | 2.3 | 2.3 | 2.3 | 2.3

## LT
Summer Outlook Report 2016 | [21 empty] | Downward load factors modified
| Power Data (all entries are assumed to be >0) |  |  | Countrycode: |  | LT
| (Net values in GW, at a synchronous time every week) |  |  | Countryname: |  | Lithuania
| The dates are related to Wednesday of each week |  |  | 2016-06-01 | 2016-06-08 | 2016-06-15 | 2016-06-22 | 2016-06-29 | 2016-07-06 | 2016-07-13 | 2016-07-20 | 2016-07-27 | 2016-08-03 | 2016-08-10 | 2016-08-17 | 2016-08-24 | 2016-08-31 | 2016-09-07 | 2016-09-14 | 2016-09-21 | 2016-09-28
| WEEK |  |  | 22 | 23 | 24 | 25 | 26 | 27 | 28 | 29 | 30 | 31 | 32 | 33 | 34 | 35 | 36 | 37 | 38 | 39
| Time (CET) |  |  | 12:00 | 12:00 | 12:00 | 12:00 | 12:00 | 12:00 | 12:00 | 12:00 | 12:00 | 12:00 | 12:00 | 12:00 | 12:00 | 12:00 | 12:00 | 12:00 | 12:00 | 12:00
Line | PART A : INDIGINEOUS NATIONAL GENERATION | Severe Average Outage Rate | Normal Average Outage Rate
Net generating capacity:
1 | Nuclear Power
2 | Fossil Fuels |  |  | 1.5767 | 1.5767 | 1.5767 | 1.5767 | 1.5767 | 1.5767 | 1.5767 | 1.5767 | 1.5767 | 1.5767 | 1.5767 | 1.5767 | 1.5767 | 1.5767 | 1.5767 | 1.5767 | 1.5767 | 1.5767
2a | of which Lignite
2b | of which Hard Coal
2c | of which Gas | 0.45% | 0.45% | 0.53622 | 0.53622 | 0.53622 | 0.53622 | 0.53622 | 0.53622 | 0.53622 | 0.53622 | 0.53622 | 0.53622 | 0.53622 | 0.53622 | 0.53622 | 0.53622 | 0.53622 | 0.53622 | 0.53622 | 0.53622
2d | of which Oil
2e | of which Oil Shale
2f | of which Mixed Fuels | 0.21% | 0.21% | 1.0405 | 1.0405 | 1.0405 | 1.0405 | 1.0405 | 1.0405 | 1.0405 | 1.0405 | 1.0405 | 1.0405 | 1.0405 | 1.0405 | 1.0405 | 1.0405 | 1.0405 | 1.0405 | 1.0405 | 1.0405
3 | Renewable Energy Sources (other than hydro) |  |  | 0.57956 | 0.57956 | 0.57956 | 0.57956 | 0.57956 | 0.63956 | 0.63956 | 0.63956 | 0.63956 | 0.63956 | 0.63956 | 0.63956 | 0.63956 | 0.63956 | 0.63956 | 0.63956 | 0.63956 | 0.63956
3a | of which onshore wind | 0.07% | 0.07% | 0.43515 | 0.43515 | 0.43515 | 0.43515 | 0.43515 | 0.49515 | 0.49515 | 0.49515 | 0.49515 | 0.49515 | 0.49515 | 0.49515 | 0.49515 | 0.49515 | 0.49515 | 0.49515 | 0.49515 | 0.49515
3b | of which offshore wind
3c | of which Solar (PV) | 0% | 0% | 0.069556 | 0.069556 | 0.069556 | 0.069556 | 0.069556 | 0.069556 | 0.069556 | 0.069556 | 0.069556 | 0.069556 | 0.069556 | 0.069556 | 0.069556 | 0.069556 | 0.069556 | 0.069556 | 0.069556 | 0.069556
3d | of which Biomass | 0.41% | 0.41% | 0.074857 | 0.074857 | 0.074857 | 0.074857 | 0.074857 | 0.074857 | 0.074857 | 0.074857 | 0.074857 | 0.074857 | 0.074857 | 0.074857 | 0.074857 | 0.074857 | 0.074857 | 0.074857 | 0.074857 | 0.074857
3e | of which other RES (apart from hydro, including tidal, wave, geothermal, waste renewable, CSP,…)
4 | Hydro power (total) | 0.01% | 0.01% | 0.12611 | 0.12611 | 0.12611 | 0.12611 | 0.12611 | 0.12611 | 0.12611 | 0.12611 | 0.12611 | 0.12611 | 0.12611 | 0.12611 | 0.12611 | 0.12611 | 0.12611 | 0.12611 | 0.12611 | 0.12611
4a | of which renewable hydro generation |  | 0.01% | 0.12611 | 0.12611 | 0.12611 | 0.12611 | 0.12611 | 0.12611 | 0.12611 | 0.12611 | 0.12611 | 0.12611 | 0.12611 | 0.12611 | 0.12611 | 0.12611 | 0.12611 | 0.12611 | 0.12611 | 0.12611
5 | Other non-RES (incl. not clearly identifiable energy sources) | 0% | 0% | 0.9 | 0.9 | 0.9 | 0.9 | 0.9 | 0.9 | 0.9 | 0.9 | 0.9 | 0.9 | 0.9 | 0.9 | 0.9 | 0.9 | 0.9 | 0.9 | 0.9 | 0.9
6 | Net generating capacity (6 = 1+2+3+4+5) |  |  | 3.1823 | 3.1823 | 3.1823 | 3.1823 | 3.1823 | 3.2424 | 3.2424 | 3.2424 | 3.2424 | 3.2424 | 3.2424 | 3.2424 | 3.2424 | 3.2424 | 3.2424 | 3.2424 | 3.2424 | 3.2424
7 | Maintenance & Overhauls (all power stations) |  |  | 0.065 | 0.29 | 0.084 | 0.065 | 0.065 | 0.065 | 0.065 | 0.065 | 0.065 | 0.065 | 0.065 | 0.065 | 0.065 | 0.065 | 0.065 | 0.065 | 0.065 | 0.065
7a | of which nuclear
7b | of which Lignite
7c | of which Hard Coal
7d | of which Gas
7e | of which Oil
7f | of which Oil Shale
7g | of which Mixed Fuels |  |  | 0.065 | 0.065 | 0.065 | 0.065 | 0.065 | 0.065 | 0.065 | 0.065 | 0.065 | 0.065 | 0.065 | 0.065 | 0.065 | 0.065 | 0.065 | 0.065 | 0.065 | 0.065
7h | of which onshore wind
7i | of which offshore wind
7j | of which Solar (PV)
7k | of which Biomass |  |  | 0 | 0 | 0.019 | 0 | 0 | 0 | 0 | 0 | 0 | 0 | 0 | 0 | 0 | 0 | 0 | 0 | 0 | 0
7l | of which other RES (NO hydro, including tidal, wave, geothermal, waste renewable, CSP,…)
7m | Hydro power (total)
7n | of which renewable hydro generation
7o | of which other non-RES (including CHP non-renewable, waste non-renewable and other not clearly identified generation ) |  |  | 0 | 0.225 | 0 | 0 | 0 | 0 | 0 | 0 | 0 | 0 | 0 | 0 | 0 | 0 | 0 | 0 | 0 | 0
PART B : DATA UNDER NORMAL CONDITIONS
8 | Non-usable capacity at reference point (all power stations including mothballed, authorization & technical & legal constraints, energy source unavailability etc. ) |  |  | 0.73225 | 0.73748 | 0.72849 | 0.71998 | 0.73628 | 0.80489 | 0.79626 | 0.79128 | 0.802 | 0.80239 | 0.78576 | 0.79529 | 0.80031 | 0.79019 | 0.80125 | 0.79926 | 0.79179 | 0.80112
8a | of which nuclear
8b | of which Lignite
8c | of which Hard Coal
8d | of which Gas
8e | of which Oil
8f | of which Oil Shale
8g | of which Mixed Fuels |  |  | 0.22 | 0.22 | 0.22 | 0.22 | 0.22 | 0.22 | 0.22 | 0.22 | 0.22 | 0.22 | 0.22 | 0.22 | 0.22 | 0.22 | 0.22 | 0.22 | 0.22 | 0.22
8h | of which onshore wind |  |  | 0.40634 | 0.4109 | 0.40175 | 0.39262 | 0.40773 | 0.47585 | 0.46737 | 0.4621 | 0.47218 | 0.47283 | 0.45573 | 0.4642 | 0.46775 | 0.45652 | 0.46186 | 0.45539 | 0.44962 | 0.45103
8i | of which offshore wind |  |  | 0 | 0 | 0 | 0 | 0 | 0 | 0 | 0 | 0 | 0 | 0 | 0 | 0 | 0 | 0 | 0 | 0 | 0
8j | of which Solar |  |  | 0.028297 | 0.028964 | 0.029121 | 0.029749 | 0.030941 | 0.031423 | 0.031271 | 0.031569 | 0.032207 | 0.031949 | 0.032421 | 0.033468 | 0.034948 | 0.036053 | 0.041772 | 0.046265 | 0.044562 | 0.052479
8k | of which Biomass
8l | of which other RES (apart from hydro)
8m | Hydro power (total) |  |  | 0.077613 | 0.077613 | 0.077613 | 0.077613 | 0.077613 | 0.077613 | 0.077613 | 0.077613 | 0.077613 | 0.077613 | 0.077613 | 0.077613 | 0.077613 | 0.077613 | 0.077613 | 0.077613 | 0.077613 | 0.077613
8n | of which renewable hydro generation |  |  | 0.077613 | 0.077613 | 0.077613 | 0.077613 | 0.077613 | 0.077613 | 0.077613 | 0.077613 | 0.077613 | 0.077613 | 0.077613 | 0.077613 | 0.077613 | 0.077613 | 0.077613 | 0.077613 | 0.077613 | 0.077613
8o | of which other non-RES (incl. not clearly identifiable energy sources)
9 | Available capacity (9 = 6 - (7 + 8)) |  |  | 2.3851 | 2.1549 | 2.3699 | 2.3974 | 2.3811 | 2.3725 | 2.3811 | 2.3861 | 2.3754 | 2.375 | 2.3916 | 2.3821 | 2.377 | 2.3872 | 2.3761 | 2.3781 | 2.3856 | 2.3762
10 | Outages: average expected value (all power stations) |  |  | 0.0043314 | 0.0043282 | 0.0042567 | 0.004341 | 0.0043304 | 0.0043247 | 0.0043307 | 0.0043344 | 0.0043273 | 0.0043268 | 0.0043388 | 0.0043329 | 0.0043304 | 0.0043383 | 0.0043345 | 0.0043391 | 0.0043431 | 0.0043421
11 | System services reserve (one hour ahead of real time) |  |  | 0.905 | 0.905 | 0.905 | 0.905 | 0.905 | 0.905 | 0.905 | 0.905 | 0.905 | 0.905 | 0.905 | 0.905 | 0.905 | 0.905 | 0.905 | 0.905 | 0.905 | 0.905
12 | Reliably available capacity (12 = 9 - (10 + 11)) |  |  | 1.4758 | 1.2455 | 1.4606 | 1.488 | 1.4717 | 1.4631 | 1.4718 | 1.4767 | 1.466 | 1.4656 | 1.4823 | 1.4727 | 1.4677 | 1.4778 | 1.4668 | 1.4687 | 1.4762 | 1.4669
13 | Load at reference point in time |  |  | 1.23 | 1.233 | 1.239 | 1.248 | 1.259 | 1.067 | 1.224 | 1.221 | 1.22 | 1.232 | 1.279 | 1.251 | 1.256 | 1.235 | 1.281 | 1.3 | 1.328 | 1.349
13b | Population average daily (24h) temperature (degrees Celsius) |  |  | 14.14 | 14.98 | 15.7 | 16.28 | 16.72 | 17.02 | 17.16 | 17.14 | 16.98 | 16.66 | 16.19 | 15.58 | 14.84 | 13.97 | 13 | 11.92 | 10.76 | 9.54
14 | Load reduction / load management and strategic reserves available at reference point in time
15 | Net weekly load at reference point in time (15 = 13-14) |  |  | 1.23 | 1.233 | 1.239 | 1.248 | 1.259 | 1.067 | 1.224 | 1.221 | 1.22 | 1.232 | 1.279 | 1.251 | 1.256 | 1.235 | 1.281 | 1.3 | 1.328 | 1.349
16 | Remaining capacity at reference point in time (16 = 12- 15) |  |  | 0.24577 | 0.012544 | 0.22161 | 0.24003 | 0.21274 | 0.39614 | 0.24776 | 0.25573 | 0.24602 | 0.23363 | 0.20325 | 0.22173 | 0.2117 | 0.24283 | 0.18577 | 0.16875 | 0.14821 | 0.11788
B1 | Weekly peak load (unrestricted reference point in time) |  |  | 1.426 | 1.405 | 1.405 | 1.411 | 1.415 | 1.4 | 1.403 | 1.409 | 1.425 | 1.444 | 1.45 | 1.426 | 1.426 | 1.41 | 1.421 | 1.455 | 1.475 | 1.485
B2 | Daily hour of expected weekly peak load (e.g. 21st hour if the peak load is between 20:00 CET to 21:00 CET) |  |  | 9 | 10 | 10 | 10 | 11 | 11 | 13 | 11 | 11 | 11 | 11 | 11 | 11 | 10 | 13 | 9 | 9 | 10
PART C : DATA FOR SEVERE CONDITIONS
17 | Non-usable capacity at reference point (all power stations including mothballed, authorization & technical & legal constraints, energy source unavailability etc. ) |  |  | 0.76986 | 0.77168 | 0.7724 | 0.77576 | 0.77694 | 0.8365 | 0.83708 | 0.84081 | 0.84127 | 0.83735 | 0.83909 | 0.84216 | 0.84744 | 0.84913 | 0.8523 | 0.85273 | 0.85192 | 0.85523
17a | of which nuclear
17b | of which Lignite
17c | of which Hard Coal
17d | of which Gas
17e | of which Oil
17f | of which Oil Shale
17g | of which Mixed Fuels |  |  | 0.22 | 0.22 | 0.22 | 0.22 | 0.22 | 0.22 | 0.22 | 0.22 | 0.22 | 0.22 | 0.22 | 0.22 | 0.22 | 0.22 | 0.22 | 0.22 | 0.22 | 0.22
17h | of which onshore wind |  |  | 0.43348 | 0.43475 | 0.43466 | 0.43358 | 0.4338 | 0.49481 | 0.4944 | 0.49389 | 0.49481 | 0.49456 | 0.49318 | 0.49388 | 0.49484 | 0.49475 | 0.49456 | 0.49283 | 0.4918 | 0.4935
17i | of which offshore wind |  |  | 0 | 0 | 0 | 0 | 0 | 0 | 0 | 0 | 0 | 0 | 0 | 0 | 0 | 0 | 0 | 0 | 0 | 0
17j | of which Solar |  |  | 0.038764 | 0.03931 | 0.040125 | 0.044563 | 0.045525 | 0.04408 | 0.045067 | 0.049303 | 0.048849 | 0.045177 | 0.048295 | 0.050665 | 0.054982 | 0.056772 | 0.060127 | 0.062286 | 0.062508 | 0.064114
17k | of which Biomass
17l | of which other RES (apart from hydro)
17m | Hydro power (total) |  |  | 0.077613 | 0.077613 | 0.077613 | 0.077613 | 0.077613 | 0.077613 | 0.077613 | 0.077613 | 0.077613 | 0.077613 | 0.077613 | 0.077613 | 0.077613 | 0.077613 | 0.077613 | 0.077613 | 0.077613 | 0.077613
17n | of which renewable hydro generation |  |  | 0.077613 | 0.077613 | 0.077613 | 0.077613 | 0.077613 | 0.077613 | 0.077613 | 0.077613 | 0.077613 | 0.077613 | 0.077613 | 0.077613 | 0.077613 | 0.077613 | 0.077613 | 0.077613 | 0.077613 | 0.077613
17o | of which other non-RES (incl. not clearly identifiable energy sources)
18 | Available capacity (18 = 6 - (7 + 17)) |  |  | 2.3475 | 2.1207 | 2.3259 | 2.3416 | 2.3404 | 2.3408 | 2.3403 | 2.3365 | 2.3361 | 2.34 | 2.3383 | 2.3352 | 2.3299 | 2.3282 | 2.325 | 2.3246 | 2.3254 | 2.3221
19 | Outages: average expected value (all power stations) under SEVERE conditions |  |  | 0.0043124 | 0.0043115 | 0.0042337 | 0.0043123 | 0.0043122 | 0.0043115 | 0.0043117 | 0.0043121 | 0.0043115 | 0.0043116 | 0.0043126 | 0.0043121 | 0.0043114 | 0.0043115 | 0.0043116 | 0.0043128 | 0.0043136 | 0.0043124
20 | System services reserve (one hour ahead of real time) under SEVERE conditions |  |  | 0.905 | 0.905 | 0.905 | 0.905 | 0.905 | 0.905 | 0.905 | 0.905 | 0.905 | 0.905 | 0.905 | 0.905 | 0.905 | 0.905 | 0.905 | 0.905 | 0.905 | 0.905
21 | Reliably available capacity under SEVERE conditions (21 = 18 - (19 + 20)) |  |  | 1.4382 | 1.2114 | 1.4167 | 1.4323 | 1.4311 | 1.4315 | 1.431 | 1.4272 | 1.4268 | 1.4307 | 1.4289 | 1.4259 | 1.4206 | 1.4189 | 1.4157 | 1.4153 | 1.4161 | 1.4128
22 | Load at reference point in time (19:00 CET) under SEVERE conditions |  |  | 1.2915 | 1.2947 | 1.301 | 1.3104 | 1.3219 | 1.1204 | 1.2852 | 1.282 | 1.281 | 1.2936 | 1.343 | 1.3135 | 1.3188 | 1.2968 | 1.345 | 1.365 | 1.3944 | 1.4169
23 | Load reduction / load management and strategic reserves available at reference point in time (19:00 CET) under SEVERE conditions
24 | Net weekly peak load for SEVERE conditions (24 = 22-23) |  |  | 1.2915 | 1.2947 | 1.301 | 1.3104 | 1.3219 | 1.1204 | 1.2852 | 1.282 | 1.281 | 1.2936 | 1.343 | 1.3135 | 1.3188 | 1.2968 | 1.345 | 1.365 | 1.3944 | 1.4169
25 | Remaining capacity for SEVERE conditions (25 = 21-24) |  |  | 0.14668 | -0.083287 | 0.11577 | 0.12188 | 0.10915 | 0.31118 | 0.14576 | 0.14518 | 0.14577 | 0.13709 | 0.085998 | 0.11233 | 0.1018 | 0.12215 | 0.070685 | 0.050307 | 0.021717 | -0.0041403
C1 | Weekly peak load under SEVERE conditions (unrestricted reference point in time) |  |  | 1.4973 | 1.4752 | 1.4752 | 1.4815 | 1.4857 | 1.47 | 1.4732 | 1.4795 | 1.4963 | 1.5162 | 1.5225 | 1.4973 | 1.4973 | 1.4805 | 1.492 | 1.5277 | 1.5488 | 1.5593
C2 | Daily hour of expected weekly peak load (e.g. 21st hour if the peak load is between 20:00 CET to 21:00 CET) |  |  | 9 | 10 | 10 | 10 | 11 | 11 | 13 | 11 | 11 | 11 | 11 | 11 | 11 | 10 | 13 | 9 | 9 | 10
PART D: ADDITIONAL INFORMATION FOR INTERCONNECTORS
31 | Simultaneous importable capacity |  | From | 2.084 | 2.184 | 2.195 | 2.61 | 2.294 | 2.306 | 2.74 | 2.547 | 2.527 | 2.232 | 2.419 | 2.432 | 1.927 | 2.43 | 2.714 | 2.703 | 2.284 | 2.666
32 | Simultaneous exportable capacity |  | To | 3.318 | 3.484 | 3.484 | 3.664 | 3.154 | 3.454 | 3.654 | 3.454 | 3.714 | 3.484 | 3.614 | 3.064 | 2.684 | 3.484 | 3.114 | 3.614 | 3.914 | 3.214

## IT
Summer Outlook Report 2016 | [21 empty] | Downward load factors modified
| Power Data (all entries are assumed to be >0) |  |  | Countrycode: |  | IT
| (Net values in GW, at a synchronous time every week) |  |  | Countryname: |  | Italy
| The dates are related to Wednesday of each week |  |  | 2016-06-01 | 2016-06-08 | 2016-06-15 | 2016-06-22 | 2016-06-29 | 2016-07-06 | 2016-07-13 | 2016-07-20 | 2016-07-27 | 2016-08-03 | 2016-08-10 | 2016-08-17 | 2016-08-24 | 2016-08-31 | 2016-09-07 | 2016-09-14 | 2016-09-21 | 2016-09-28
| WEEK |  |  | 22 | 23 | 24 | 25 | 26 | 27 | 28 | 29 | 30 | 31 | 32 | 33 | 34 | 35 | 36 | 37 | 38 | 39
| Time (CET) |  |  | 12:00 | 12:00 | 12:00 | 12:00 | 12:00 | 12:00 | 12:00 | 12:00 | 12:00 | 12:00 | 12:00 | 12:00 | 12:00 | 12:00 | 12:00 | 12:00 | 12:00 | 12:00
Line | PART A : INDIGINEOUS NATIONAL GENERATION | Severe Average Outage Rate | Normal Average Outage Rate
Net generating capacity:
1 | Nuclear Power
2 | Fossil Fuels |  |  | 55.1673 | 55.1673 | 55.1673 | 55.1673 | 55.1673 | 55.1673 | 55.1673 | 55.1673 | 55.1673 | 55.1673 | 55.1673 | 55.1673 | 55.1673 | 55.1673 | 55.1673 | 55.1673 | 55.1673 | 55.1673
2a | of which Lignite |  |  | 0 | 0 | 0 | 0 | 0 | 0 | 0 | 0 | 0 | 0 | 0 | 0 | 0 | 0 | 0 | 0 | 0 | 0
2b | of which Hard Coal | 12% | 12% | 9.666 | 9.666 | 9.666 | 9.666 | 9.666 | 9.666 | 9.666 | 9.666 | 9.666 | 9.666 | 9.666 | 9.666 | 9.666 | 9.666 | 9.666 | 9.666 | 9.666 | 9.666
2c | of which Gas | 15% | 15% | 43.52 | 43.52 | 43.52 | 43.52 | 43.52 | 43.52 | 43.52 | 43.52 | 43.52 | 43.52 | 43.52 | 43.52 | 43.52 | 43.52 | 43.52 | 43.52 | 43.52 | 43.52
2d | of which Oil | 18% | 18% | 1.9813 | 1.9813 | 1.9813 | 1.9813 | 1.9813 | 1.9813 | 1.9813 | 1.9813 | 1.9813 | 1.9813 | 1.9813 | 1.9813 | 1.9813 | 1.9813 | 1.9813 | 1.9813 | 1.9813 | 1.9813
2e | of which Oil Shale |  |  | 0 | 0 | 0 | 0 | 0 | 0 | 0 | 0 | 0 | 0 | 0 | 0 | 0 | 0 | 0 | 0 | 0 | 0
2f | of which Mixed Fuels |  |  | 0 | 0 | 0 | 0 | 0 | 0 | 0 | 0 | 0 | 0 | 0 | 0 | 0 | 0 | 0 | 0 | 0 | 0
3 | Renewable Energy Sources (other than hydro) |  |  | 31.7085 | 31.7085 | 31.7085 | 31.7085 | 31.7085 | 31.7685 | 31.7685 | 31.7685 | 31.7685 | 31.7685 | 31.7685 | 31.7685 | 31.7685 | 31.7685 | 31.7685 | 31.7685 | 31.7685 | 31.7685
3a | of which onshore wind |  |  | 9.113 | 9.113 | 9.113 | 9.113 | 9.113 | 9.173 | 9.173 | 9.173 | 9.173 | 9.173 | 9.173 | 9.173 | 9.173 | 9.173 | 9.173 | 9.173 | 9.173 | 9.173
3b | of which offshore wind |  |  | 0 | 0 | 0 | 0 | 0 | 0 | 0 | 0 | 0 | 0 | 0 | 0 | 0 | 0 | 0 | 0 | 0 | 0
3c | of which Solar (PV) |  |  | 18.927 | 18.927 | 18.927 | 18.927 | 18.927 | 18.927 | 18.927 | 18.927 | 18.927 | 18.927 | 18.927 | 18.927 | 18.927 | 18.927 | 18.927 | 18.927 | 18.927 | 18.927
3d | of which Biomass |  |  | 2.1822 | 2.1822 | 2.1822 | 2.1822 | 2.1822 | 2.1822 | 2.1822 | 2.1822 | 2.1822 | 2.1822 | 2.1822 | 2.1822 | 2.1822 | 2.1822 | 2.1822 | 2.1822 | 2.1822 | 2.1822
3e | of which other RES (apart from hydro, including tidal, wave, geothermal, waste renewable, CSP,…) |  |  | 1.4863 | 1.4863 | 1.4863 | 1.4863 | 1.4863 | 1.4863 | 1.4863 | 1.4863 | 1.4863 | 1.4863 | 1.4863 | 1.4863 | 1.4863 | 1.4863 | 1.4863 | 1.4863 | 1.4863 | 1.4863
4 | Hydro power (total) |  |  | 22.518 | 22.518 | 22.518 | 22.518 | 22.518 | 22.518 | 22.518 | 22.518 | 22.518 | 22.518 | 22.518 | 22.518 | 22.518 | 22.518 | 22.518 | 22.518 | 22.518 | 22.518
4a | of which renewable hydro generation |  |  | 15.6087 | 15.6087 | 15.6087 | 15.6087 | 15.6087 | 15.6087 | 15.6087 | 15.6087 | 15.6087 | 15.6087 | 15.6087 | 15.6087 | 15.6087 | 15.6087 | 15.6087 | 15.6087 | 15.6087 | 15.6087
5 | Other non-RES (incl. not clearly identifiable energy sources) | 10% | 10% | 1.7235 | 1.7235 | 1.7235 | 1.7235 | 1.7235 | 1.7235 | 1.7235 | 1.7235 | 1.7235 | 1.7235 | 1.7235 | 1.7235 | 1.7235 | 1.7235 | 1.7235 | 1.7235 | 1.7235 | 1.7235
6 | Net generating capacity (6 = 1+2+3+4+5) |  |  | 111.1173 | 111.1173 | 111.1173 | 111.1173 | 111.1173 | 111.1773 | 111.1773 | 111.1773 | 111.1773 | 111.1773 | 111.1773 | 111.1773 | 111.1773 | 111.1773 | 111.1773 | 111.1773 | 111.1773 | 111.1773
7 | Maintenance & Overhauls (all power stations) |  |  | 7.133 | 6.5605 | 4.0845 | 1.6354 | 1.1944 | 1.0469 | 1.3269 | 2.0409 | 1.7179 | 2.5869 | 2.8857 | 2.8662 | 2.7922 | 4.5812 | 3.3547 | 4.2846 | 5.0492 | 6.5618
7a | of which nuclear |  |  | 0 | 0 | 0 | 0 | 0 | 0 | 0 | 0 | 0 | 0 | 0 | 0 | 0 | 0 | 0 | 0 | 0 | 0
7b | of which Lignite |  |  | 0 | 0 | 0 | 0 | 0 | 0 | 0 | 0 | 0 | 0 | 0 | 0 | 0 | 0 | 0 | 0 | 0 | 0
7c | of which Hard Coal |  |  | 0.267 | 0.429 | 0.429 | 0 | 0 | 0 | 0.28 | 0.28 | 0.28 | 0.28 | 0.28 | 0.28 | 0.28 | 0.28 | 0 | 0.598 | 0.598 | 0.598
7d | of which Gas |  |  | 6.7914 | 6.0104 | 3.5344 | 1.5143 | 0.9633 | 0.9633 | 0.9633 | 1.6773 | 1.2573 | 2.1138 | 2.3008 | 2.2688 | 1.4683 | 2.8533 | 2.7973 | 2.944 | 3.7316 | 5.2442
7e | of which Oil |  |  | 0 | 0 | 0 | 0 | 0 | 0 | 0 | 0 | 0 | 0 | 0 | 0 | 0 | 0 | 0 | 0 | 0 | 0
7f | of which Oil Shale |  |  | 0 | 0 | 0 | 0 | 0 | 0 | 0 | 0 | 0 | 0 | 0 | 0 | 0 | 0 | 0 | 0 | 0 | 0
7g | of which Mixed Fuels |  |  | 0 | 0 | 0 | 0 | 0 | 0 | 0 | 0 | 0 | 0 | 0 | 0 | 0 | 0 | 0 | 0 | 0 | 0
7h | of which onshore wind |  |  | 0 | 0 | 0 | 0 | 0 | 0 | 0 | 0 | 0 | 0 | 0 | 0 | 0 | 0 | 0 | 0 | 0 | 0
7i | of which offshore wind |  |  | 0 | 0 | 0 | 0 | 0 | 0 | 0 | 0 | 0 | 0 | 0 | 0 | 0 | 0 | 0 | 0 | 0 | 0
7j | of which Solar (PV) |  |  | 0 | 0 | 0 | 0 | 0 | 0 | 0 | 0 | 0 | 0 | 0 | 0 | 0 | 0 | 0 | 0 | 0 | 0
7k | of which Biomass |  |  | 0 | 0.0115 | 0.0115 | 0.0115 | 0.0115 | 0 | 0 | 0 | 0 | 0 | 0.1 | 0.1 | 0 | 0 | 0.023 | 0.229 | 0.206 | 0.206
7l | of which other RES (NO hydro, including tidal, wave, geothermal, waste renewable, CSP,…) |  |  | 0 | 0 | 0 | 0 | 0.013 | 0.009 | 0.009 | 0.009 | 0.009 | 0.0215 | 0.03325 | 0.04575 | 0.03325 | 0.03325 | 0.02075 | 0 | 0 | 0
7m | Hydro power (total) |  |  | 0 | 0 | 0 | 0 | 0 | 0 | 0 | 0 | 0 | 0 | 0 | 0 | 0 | 0 | 0 | 0 | 0 | 0
7n | of which renewable hydro generation |  |  | 0 | 0 | 0 | 0 | 0 | 0 | 0 | 0 | 0 | 0 | 0 | 0 | 0 | 0 | 0 | 0 | 0 | 0
7o | of which other non-RES (including CHP non-renewable, waste non-renewable and other not clearly identified generation ) |  |  | 0.0746 | 0.1096 | 0.1096 | 0.1096 | 0.2066 | 0.0746 | 0.0746 | 0.0746 | 0.1716 | 0.1716 | 0.1716 | 0.1716 | 1.0106 | 1.4146 | 0.5136 | 0.5136 | 0.5136 | 0.5136
PART B : DATA UNDER NORMAL CONDITIONS
8 | Non-usable capacity at reference point (all power stations including mothballed, authorization & technical & legal constraints, energy source unavailability etc. ) |  |  | 44.7645 | 44.8725 | 45.4137 | 45.2132 | 45.6588 | 46.1791 | 46.2324 | 46.0816 | 47.0759 | 48.2627 | 50.3729 | 51.0823 | 51.0046 | 48.4836 | 48.1914 | 47.6595 | 48.4704 | 48.733
8a | of which nuclear |  |  | 0 | 0 | 0 | 0 | 0 | 0 | 0 | 0 | 0 | 0 | 0 | 0 | 0 | 0 | 0 | 0 | 0 | 0
8b | of which Lignite |  |  | 0 | 0 | 0 | 0 | 0 | 0 | 0 | 0 | 0 | 0 | 0 | 0 | 0 | 0 | 0 | 0 | 0 | 0
8c | of which Hard Coal |  |  | 2.3127 | 2.3127 | 2.3964 | 2.3928 | 2.4025 | 2.5 | 2.5059 | 2.5059 | 2.6182 | 2.7148 | 2.95 | 2.9869 | 2.9287 | 2.5441 | 2.5301 | 2.2482 | 2.3046 | 2.3071
8d | of which Gas |  |  | 10.0892 | 10.0892 | 10.7907 | 10.8183 | 10.9364 | 11.25 | 11.25 | 11.2375 | 11.7788 | 12.0157 | 12.953 | 13.1145 | 13.0539 | 11.1974 | 10.9567 | 10.1676 | 10.2802 | 10.0691
8e | of which Oil |  |  | 0.29685 | 0.29685 | 0.31719 | 0.3005 | 0.30274 | 0.33 | 0.33765 | 0.33765 | 0.36448 | 0.38758 | 0.44375 | 0.45257 | 0.43866 | 0.34679 | 0.33222 | 0.28711 | 0.30112 | 0.30173
8f | of which Oil Shale |  |  | 0 | 0 | 0 | 0 | 0 | 0 | 0 | 0 | 0 | 0 | 0 | 0 | 0 | 0 | 0 | 0 | 0 | 0
8g | of which Mixed Fuels |  |  | 0 | 0 | 0 | 0 | 0 | 0 | 0 | 0 | 0 | 0 | 0 | 0 | 0 | 0 | 0 | 0 | 0 | 0
8h | of which onshore wind |  |  | 8.487 | 8.6242 | 8.6917 | 8.7202 | 8.7469 | 8.8019 | 8.7086 | 8.6581 | 8.748 | 8.7304 | 8.7902 | 8.9123 | 8.9096 | 8.7845 | 8.6767 | 8.6456 | 8.5274 | 8.5769
8i | of which offshore wind |  |  | 0 | 0 | 0 | 0 | 0 | 0 | 0 | 0 | 0 | 0 | 0 | 0 | 0 | 0 | 0 | 0 | 0 | 0
8j | of which Solar |  |  | 8.3764 | 8.5799 | 8.4647 | 8.4047 | 8.5043 | 8.5819 | 8.5824 | 8.5075 | 8.5583 | 8.6659 | 8.6941 | 8.7631 | 8.817 | 8.8812 | 8.9745 | 9.2888 | 9.6431 | 9.9261
8k | of which Biomass |  |  | 0 | 0 | 0 | 0 | 0 | 0 | 0 | 0 | 0 | 0 | 0 | 0 | 0 | 0 | 0 | 0 | 0 | 0
8l | of which other RES (apart from hydro) |  |  | 0 | 0 | 0 | 0 | 0 | 0 | 0 | 0 | 0 | 0 | 0 | 0 | 0 | 0 | 0 | 0 | 0 | 0
8m | Hydro power (total) |  |  | 15.2023 | 14.9697 | 14.7531 | 14.5766 | 14.7659 | 14.7153 | 14.8479 | 14.8349 | 15.0081 | 15.7483 | 16.5419 | 16.853 | 16.8567 | 16.7296 | 16.7212 | 17.0221 | 17.4141 | 17.5521
8n | of which renewable hydro generation |  |  | 10.6416 | 10.4788 | 10.3271 | 10.2036 | 10.3362 | 10.3007 | 10.3935 | 10.3844 | 10.5057 | 11.0238 | 11.5793 | 11.7971 | 11.7997 | 11.7107 | 11.7048 | 11.9155 | 12.1898 | 12.2865
8o | of which other non-RES (incl. not clearly identifiable energy sources) |  |  | 0 | 0 | 0 | 0 | 0 | 0 | 0 | 0 | 0 | 0 | 0 | 0 | 0 | 0 | 0 | 0 | 0 | 0
9 | Available capacity (9 = 6 - (7 + 8)) |  |  | 59.2198 | 59.6842 | 61.619 | 64.2687 | 64.2641 | 63.9513 | 63.6181 | 63.0548 | 62.3835 | 60.3277 | 57.9188 | 57.2288 | 57.3806 | 58.1126 | 59.6313 | 59.2333 | 57.6576 | 55.8826
10 | Outages: average expected value (all power stations) |  |  | 5.3144 | 5.4086 | 5.661 | 6.0148 | 6.0685 | 6.0181 | 5.9824 | 5.8771 | 5.8309 | 5.6512 | 5.4442 | 5.4188 | 5.4735 | 5.5665 | 5.739 | 5.8056 | 5.6613 | 5.4656
11 | System services reserve (one hour ahead of real time) |  |  | 3.121 | 3.2632 | 3.2789 | 3.227 | 3.2818 | 3.4406 | 3.4283 | 3.4838 | 3.4544 | 2.9918 | 2.6991 | 2.6014 | 2.9405 | 2.9715 | 2.9584 | 2.9193 | 2.7448 | 2.7196
12 | Reliably available capacity (12 = 9 - (10 + 11)) |  |  | 50.7845 | 51.0125 | 52.6791 | 55.0269 | 54.9138 | 54.4927 | 54.2074 | 53.6939 | 53.0982 | 51.6848 | 49.7755 | 49.2086 | 48.9665 | 49.5745 | 50.9338 | 50.5084 | 49.2516 | 47.6973
13 | Load at reference point in time |  |  | 41.5 | 42.5 | 42.5 | 44 | 45 | 46.5 | 47 | 47.5 | 47 | 41 | 34.5 | 32.5 | 40.5 | 42 | 43 | 42.5 | 41 | 41
13b | Population average daily (24h) temperature (degrees Celsius) |  |  | 20.33 | 21.18 | 21.94 | 22.61 | 23.18 | 23.64 | 23.97 | 24.18 | 24.24 | 24.17 | 23.96 | 23.62 | 23.13 | 22.52 | 21.78 | 20.93 | 19.98 | 18.95
14 | Load reduction / load management and strategic reserves available at reference point in time |  |  | 0 | 0 | 0 | 0 | 0 | 0 | 0 | 0 | 0 | 0 | 0 | 0 | 0 | 0 | 0 | 0 | 0 | 0
15 | Net weekly load at reference point in time (15 = 13-14) |  |  | 41.5 | 42.5 | 42.5 | 44 | 45 | 46.5 | 47 | 47.5 | 47 | 41 | 34.5 | 32.5 | 40.5 | 42 | 43 | 42.5 | 41 | 41
16 | Remaining capacity at reference point in time (16 = 12- 15) |  |  | 9.2845 | 8.5125 | 10.1791 | 11.0269 | 9.9138 | 7.9927 | 7.2074 | 6.1939 | 6.0982 | 10.6848 | 15.2755 | 16.7086 | 8.4665 | 7.5745 | 7.9338 | 8.0084 | 8.2516 | 6.6973
B1 | Weekly peak load (unrestricted reference point in time) |  |  | 43 | 43 | 43 | 44.5 | 45.5 | 47 | 47 | 48 | 47.5 | 41.5 | 35 | 33 | 40.5 | 42 | 43 | 42.5 | 41.5 | 41.5
B2 | Daily hour of expected weekly peak load (e.g. 21st hour if the peak load is between 20:00 CET to 21:00 CET) |  |  | 17 | 17 | 17 | 17 | 17 | 17 | 17 | 17 | 17 | 17 | 21 | 21 | 12 | 12 | 12 | 12 | 20 | 20
PART C : DATA FOR SEVERE CONDITIONS
17 | Non-usable capacity at reference point (all power stations including mothballed, authorization & technical & legal constraints, energy source unavailability etc. ) |  |  | 46.1998 | 46.0852 | 46.6678 | 46.3632 | 46.6689 | 47.211 | 47.4536 | 47.2935 | 48.189 | 49.5531 | 51.7919 | 52.4224 | 52.4028 | 50.3331 | 50.336 | 50.1406 | 51.237 | 51.5367
17a | of which nuclear |  |  | 0 | 0 | 0 | 0 | 0 | 0 | 0 | 0 | 0 | 0 | 0 | 0 | 0 | 0 | 0 | 0 | 0 | 0
17b | of which Lignite |  |  | 0 | 0 | 0 | 0 | 0 | 0 | 0 | 0 | 0 | 0 | 0 | 0 | 0 | 0 | 0 | 0 | 0 | 0
17c | of which Hard Coal |  |  | 2.3127 | 2.3127 | 2.3964 | 2.3928 | 2.4025 | 2.5 | 2.5059 | 2.5059 | 2.6182 | 2.7148 | 2.95 | 2.9869 | 2.9287 | 2.5441 | 2.5301 | 2.2482 | 2.3046 | 2.3071
17d | of which Gas |  |  | 10.0892 | 10.0892 | 10.7907 | 10.8183 | 10.9364 | 11.25 | 11.25 | 11.2375 | 11.7788 | 12.0157 | 12.953 | 13.1145 | 13.0539 | 11.1974 | 10.9567 | 10.1676 | 10.2802 | 10.0691
17e | of which Oil |  |  | 0.29685 | 0.29685 | 0.31719 | 0.3005 | 0.30274 | 0.33 | 0.33765 | 0.33765 | 0.36448 | 0.38758 | 0.44375 | 0.45257 | 0.43866 | 0.34679 | 0.33222 | 0.28711 | 0.30112 | 0.30173
17f | of which Oil Shale |  |  | 0 | 0 | 0 | 0 | 0 | 0 | 0 | 0 | 0 | 0 | 0 | 0 | 0 | 0 | 0 | 0 | 0 | 0
17g | of which Mixed Fuels |  |  | 0 | 0 | 0 | 0 | 0 | 0 | 0 | 0 | 0 | 0 | 0 | 0 | 0 | 0 | 0 | 0 | 0 | 0
17h | of which onshore wind |  |  | 9.0349 | 9.0352 | 9.0366 | 9.0398 | 9.0476 | 9.1179 | 9.1195 | 9.1111 | 9.0941 | 9.0941 | 9.1192 | 9.1335 | 9.137 | 9.1309 | 9.1227 | 9.0932 | 9.0815 | 9.1248
17i | of which offshore wind |  |  | 0 | 0 | 0 | 0 | 0 | 0 | 0 | 0 | 0 | 0 | 0 | 0 | 0 | 0 | 0 | 0 | 0 | 0
17j | of which Solar |  |  | 9.2638 | 9.3815 | 9.3738 | 9.2351 | 9.2137 | 9.2978 | 9.3927 | 9.2664 | 9.3253 | 9.5926 | 9.784 | 9.882 | 9.9879 | 10.3843 | 10.673 | 11.3223 | 11.8555 | 12.1819
17k | of which Biomass |  |  | 0 | 0 | 0 | 0 | 0 | 0 | 0 | 0 | 0 | 0 | 0 | 0 | 0 | 0 | 0 | 0 | 0 | 0
17l | of which other RES (apart from hydro) |  |  | 0 | 0 | 0 | 0 | 0 | 0 | 0 | 0 | 0 | 0 | 0 | 0 | 0 | 0 | 0 | 0 | 0 | 0
17m | Hydro power (total) |  |  | 15.2023 | 14.9697 | 14.7531 | 14.5766 | 14.7659 | 14.7153 | 14.8479 | 14.8349 | 15.0081 | 15.7483 | 16.5419 | 16.853 | 16.8567 | 16.7296 | 16.7212 | 17.0221 | 17.4141 | 17.5521
17n | of which renewable hydro generation |  |  | 10.6416 | 10.4788 | 10.3271 | 10.2036 | 10.3362 | 10.3007 | 10.3935 | 10.3844 | 10.5057 | 11.0238 | 11.5793 | 11.7971 | 11.7997 | 11.7107 | 11.7048 | 11.9155 | 12.1898 | 12.2865
17o | of which other non-RES (incl. not clearly identifiable energy sources) |  |  | 0 | 0 | 0 | 0 | 0 | 0 | 0 | 0 | 0 | 0 | 0 | 0 | 0 | 0 | 0 | 0 | 0 | 0
18 | Available capacity (18 = 6 - (7 + 17)) |  |  | 57.7844 | 58.4716 | 60.365 | 63.1187 | 63.254 | 62.9194 | 62.3968 | 61.8429 | 61.2704 | 59.0373 | 56.4998 | 55.8887 | 55.9824 | 56.2631 | 57.4867 | 56.7522 | 54.8911 | 53.0789
19 | Outages: average expected value (all power stations) under SEVERE conditions |  |  | 5.3144 | 5.4086 | 5.661 | 6.0148 | 6.0685 | 6.0181 | 5.9824 | 5.8771 | 5.8309 | 5.6512 | 5.4442 | 5.4188 | 5.4735 | 5.5665 | 5.739 | 5.8056 | 5.6613 | 5.4656
20 | System services reserve (one hour ahead of real time) under SEVERE conditions |  |  | 3.5812 | 3.6536 | 3.6917 | 3.6858 | 3.7274 | 3.8054 | 3.8764 | 3.8274 | 3.252 | 2.9948 | 2.8878 | 3.1989 | 3.2192 | 3.1832 | 3.0946 | 2.9315 | 2.8599 | 2.8657
21 | Reliably available capacity under SEVERE conditions (21 = 18 - (19 + 20)) |  |  | 48.8889 | 49.4094 | 51.0123 | 53.4181 | 53.4581 | 53.0959 | 52.538 | 52.1384 | 52.1874 | 50.3914 | 48.1678 | 47.2711 | 47.2896 | 47.5134 | 48.6531 | 48.0151 | 46.3699 | 44.7475
22 | Load at reference point in time (19:00 CET) under SEVERE conditions |  |  | 47 | 48.5 | 49.5 | 51 | 52 | 53.5 | 54 | 54.5 | 55 | 47.5 | 41 | 38.5 | 46 | 47 | 47.5 | 46 | 44 | 43.5
23 | Load reduction / load management and strategic reserves available at reference point in time (19:00 CET) under SEVERE conditions |  |  | 0 | 0 | 0 | 0 | 0 | 0 | 0 | 0 | 0 | 0 | 0 | 0 | 0 | 0 | 0 | 0 | 0 | 0
24 | Net weekly peak load for SEVERE conditions (24 = 22-23) |  |  | 47 | 48.5 | 49.5 | 51 | 52 | 53.5 | 54 | 54.5 | 55 | 47.5 | 41 | 38.5 | 46 | 47 | 47.5 | 46 | 44 | 43.5
25 | Remaining capacity for SEVERE conditions (25 = 21-24) |  |  | 1.8889 | 0.90938 | 1.5123 | 2.4181 | 1.4581 | -0.40408 | -1.462 | -2.3616 | -2.8126 | 2.8914 | 7.1678 | 8.7711 | 1.2896 | 0.51338 | 1.1531 | 2.0151 | 2.3699 | 1.2475
C1 | Weekly peak load under SEVERE conditions (unrestricted reference point in time) |  |  | 50 | 50 | 51 | 52.5 | 53.5 | 55 | 55.5 | 56 | 56.5 | 49 | 42.5 | 41 | 47 | 48 | 48.5 | 47 | 45.5 | 45
C2 | Daily hour of expected weekly peak load (e.g. 21st hour if the peak load is between 20:00 CET to 21:00 CET) |  |  | 17 | 17 | 17 | 17 | 17 | 17 | 17 | 17 | 17 | 17 | 21 | 21 | 12 | 12 | 12 | 12 | 20 | 20
PART D: ADDITIONAL INFORMATION FOR INTERCONNECTORS
31 | Simultaneous importable capacity |  | From | 5.805 | 7.105 | 6.805 | 6.605 | 6.505 | 6.505 | 6.43 | 6.905 | 7.605 | 5.14 | 4.614 | 4.9 | 4.109 | 6.1 | 4.25 | 6 | 6.4 | 6.3
32 | Simultaneous exportable capacity |  | To | 4.595 | 4.595 | 4.595 | 4.595 | 4.595 | 4.595 | 4.595 | 4.595 | 4.595 | 4.595 | 4.595 | 4.595 | 4.595 | 4.595 | 4.595 | 4.595 | 4.595 | 4.595

## IE
Summer Outlook Report 2016 | [21 empty] | Downward load factors modified
| Power Data (all entries are assumed to be >0) |  |  | Countrycode: |  | IE
| (Net values in GW, at a synchronous time every week) |  |  | Countryname: |  | Ireland
| The dates are related to Wednesday of each week |  |  | 2016-06-01 | 2016-06-08 | 2016-06-15 | 2016-06-22 | 2016-06-29 | 2016-07-06 | 2016-07-13 | 2016-07-20 | 2016-07-27 | 2016-08-03 | 2016-08-10 | 2016-08-17 | 2016-08-24 | 2016-08-31 | 2016-09-07 | 2016-09-14 | 2016-09-21 | 2016-09-28
| WEEK |  |  | 22 | 23 | 24 | 25 | 26 | 27 | 28 | 29 | 30 | 31 | 32 | 33 | 34 | 35 | 36 | 37 | 38 | 39
| Time (CET) |  |  | 12:00 | 12:00 | 12:00 | 12:00 | 12:00 | 12:00 | 12:00 | 12:00 | 12:00 | 12:00 | 12:00 | 12:00 | 12:00 | 12:00 | 12:00 | 12:00 | 12:00 | 12:00
Line | PART A : INDIGINEOUS NATIONAL GENERATION | Severe Average Outage Rate | Normal Average Outage Rate
Net generating capacity:
1 | Nuclear Power | 5% | 5% | 0 | 0 | 0 | 0 | 0 | 0 | 0 | 0 | 0 | 0 | 0 | 0 | 0 | 0 | 0 | 0 | 0 | 0
2 | Fossil Fuels |  |  | 6.029 | 6.029 | 6.029 | 6.029 | 6.029 | 6.029 | 6.029 | 6.029 | 6.029 | 6.029 | 6.029 | 6.029 | 6.029 | 6.029 | 6.029 | 6.029 | 6.029 | 6.029
2a | of which Lignite | 8% | 8% | 0 | 0 | 0 | 0 | 0 | 0 | 0 | 0 | 0 | 0 | 0 | 0 | 0 | 0 | 0 | 0 | 0 | 0
2b | of which Hard Coal | 8% | 8% | 0.855 | 0.855 | 0.855 | 0.855 | 0.855 | 0.855 | 0.855 | 0.855 | 0.855 | 0.855 | 0.855 | 0.855 | 0.855 | 0.855 | 0.855 | 0.855 | 0.855 | 0.855
2c | of which Gas | 8% | 8% | 4.254 | 4.254 | 4.254 | 4.254 | 4.254 | 4.254 | 4.254 | 4.254 | 4.254 | 4.254 | 4.254 | 4.254 | 4.254 | 4.254 | 4.254 | 4.254 | 4.254 | 4.254
2d | of which Oil | 8% | 8% | 0.92 | 0.92 | 0.92 | 0.92 | 0.92 | 0.92 | 0.92 | 0.92 | 0.92 | 0.92 | 0.92 | 0.92 | 0.92 | 0.92 | 0.92 | 0.92 | 0.92 | 0.92
2e | of which Oil Shale | 8.75% | 8.75% | 0 | 0 | 0 | 0 | 0 | 0 | 0 | 0 | 0 | 0 | 0 | 0 | 0 | 0 | 0 | 0 | 0 | 0
2f | of which Mixed Fuels | 8.75% | 8.75% | 0 | 0 | 0 | 0 | 0 | 0 | 0 | 0 | 0 | 0 | 0 | 0 | 0 | 0 | 0 | 0 | 0 | 0
3 | Renewable Energy Sources (other than hydro) |  |  | 2.479 | 2.479 | 2.479 | 2.479 | 2.479 | 2.479 | 2.479 | 2.479 | 2.479 | 2.479 | 2.479 | 2.479 | 2.479 | 2.479 | 2.479 | 2.479 | 2.479 | 2.479
3a | of which onshore wind | 0% | 0% | 2.449 | 2.449 | 2.449 | 2.449 | 2.449 | 2.449 | 2.449 | 2.449 | 2.449 | 2.449 | 2.449 | 2.449 | 2.449 | 2.449 | 2.449 | 2.449 | 2.449 | 2.449
3b | of which offshore wind | 0% | 0% | 0.03 | 0.03 | 0.03 | 0.03 | 0.03 | 0.03 | 0.03 | 0.03 | 0.03 | 0.03 | 0.03 | 0.03 | 0.03 | 0.03 | 0.03 | 0.03 | 0.03 | 0.03
3c | of which Solar (PV) | 0% | 0% | 0 | 0 | 0 | 0 | 0 | 0 | 0 | 0 | 0 | 0 | 0 | 0 | 0 | 0 | 0 | 0 | 0 | 0
3d | of which Biomass | 0% | 0% | 0 | 0 | 0 | 0 | 0 | 0 | 0 | 0 | 0 | 0 | 0 | 0 | 0 | 0 | 0 | 0 | 0 | 0
3e | of which other RES (apart from hydro, including tidal, wave, geothermal, waste renewable, CSP,…) | 0% | 0% | 0 | 0 | 0 | 0 | 0 | 0 | 0 | 0 | 0 | 0 | 0 | 0 | 0 | 0 | 0 | 0 | 0 | 0
4 | Hydro power (total) | 0% | 0% | 0.51 | 0.51 | 0.51 | 0.51 | 0.51 | 0.51 | 0.51 | 0.51 | 0.51 | 0.51 | 0.51 | 0.51 | 0.51 | 0.51 | 0.51 | 0.51 | 0.51 | 0.51
4a | of which renewable hydro generation |  |  | 0.22 | 0.22 | 0.22 | 0.22 | 0.22 | 0.22 | 0.22 | 0.22 | 0.22 | 0.22 | 0.22 | 0.22 | 0.22 | 0.22 | 0.22 | 0.22 | 0.22 | 0.22
5 | Other non-RES (incl. not clearly identifiable energy sources) | 0% | 0% | 0.58 | 0.58 | 0.58 | 0.58 | 0.58 | 0.58 | 0.58 | 0.58 | 0.58 | 0.58 | 0.58 | 0.58 | 0.58 | 0.58 | 0.58 | 0.58 | 0.58 | 0.58
6 | Net generating capacity (6 = 1+2+3+4+5) |  |  | 9.598 | 9.598 | 9.598 | 9.598 | 9.598 | 9.598 | 9.598 | 9.598 | 9.598 | 9.598 | 9.598 | 9.598 | 9.598 | 9.598 | 9.598 | 9.598 | 9.598 | 9.598
7 | Maintenance & Overhauls (all power stations) |  |  | 0.463 | 0.979 | 1.504 | 1.047 | 0.777 | 0.425 | 0.341 | 0.148 | 0.156 | 0.07 | 0.07 | 0.745 | 1.06 | 0.775 | 0.58 | 0.58 | 0.46 | 0.46
7a | of which nuclear |  |  | 0 | 0 | 0 | 0 | 0 | 0 | 0 | 0 | 0 | 0 | 0 | 0 | 0 | 0 | 0 | 0 | 0 | 0
7b | of which Lignite |  |  | 0 | 0 | 0 | 0 | 0 | 0 | 0 | 0 | 0 | 0 | 0 | 0 | 0 | 0 | 0 | 0 | 0 | 0
7c | of which Hard Coal |  |  | 0 | 0 | 0 | 0 | 0 | 0 | 0 | 0 | 0 | 0 | 0 | 0.285 | 0.57 | 0.285 | 0 | 0 | 0 | 0
7d | of which Gas |  |  | 0.44 | 0.934 | 1.03 | 0.587 | 0.342 | 0.085 | 0.09 | 0.09 | 0.09 | 0 | 0 | 0.4 | 0.4 | 0.4 | 0 | 0.49 | 0.4 | 0.4
7e | of which Oil |  |  | 0 | 0 | 0 | 0 | 0 | 0 | 0.243 | 0.05 | 0.05 | 0.05 | 0.05 | 0.05 | 0.05 | 0.05 | 0.05 | 0.05 | 0.05 | 0.05
7f | of which Oil Shale |  |  | 0 | 0 | 0 | 0 | 0 | 0 | 0 | 0 | 0 | 0 | 0 | 0 | 0 | 0 | 0 | 0 | 0 | 0
7g | of which Mixed Fuels |  |  | 0 | 0 | 0 | 0 | 0 | 0 | 0 | 0 | 0 | 0 | 0 | 0 | 0 | 0 | 0 | 0 | 0 | 0
7h | of which onshore wind |  |  | 0 | 0 | 0 | 0 | 0 | 0 | 0 | 0 | 0 | 0 | 0 | 0 | 0 | 0 | 0 | 0 | 0 | 0
7i | of which offshore wind |  |  | 0 | 0 | 0 | 0 | 0 | 0 | 0 | 0 | 0 | 0 | 0 | 0 | 0 | 0 | 0 | 0 | 0 | 0
7j | of which Solar (PV) |  |  | 0 | 0 | 0 | 0 | 0 | 0 | 0 | 0 | 0 | 0 | 0 | 0 | 0 | 0 | 0 | 0 | 0 | 0
7k | of which Biomass |  |  | 0 | 0 | 0 | 0 | 0 | 0 | 0 | 0 | 0 | 0 | 0 | 0 | 0 | 0 | 0 | 0 | 0 | 0
7l | of which other RES (NO hydro, including tidal, wave, geothermal, waste renewable, CSP,…) |  |  | 0 | 0 | 0 | 0 | 0 | 0 | 0 | 0 | 0 | 0 | 0 | 0 | 0 | 0 | 0 | 0 | 0 | 0
7m | Hydro power (total) |  |  | 0.023 | 0.045 | 0.356 | 0.34 | 0.315 | 0.34 | 0.008 | 0.008 | 0.016 | 0.02 | 0.02 | 0.01 | 0.04 | 0.04 | 0.03 | 0.04 | 0.01 | 0.01
7n | of which renewable hydro generation |  |  | 0.023 | 0.045 | 0.064 | 0.045 | 0.023 | 0.045 | 0.008 | 0.008 | 0.016 | 0.02 | 0.02 | 0.01 | 0.04 | 0.04 | 0.03 | 0.04 | 0.01 | 0.01
7o | of which other non-RES (including CHP non-renewable, waste non-renewable and other not clearly identified generation ) |  |  | 0 | 0 | 0.118 | 0.12 | 0.12 | 0 | 0 | 0 | 0 | 0 | 0 | 0 | 0 | 0 | 0.5 | 0 | 0 | 0
PART B : DATA UNDER NORMAL CONDITIONS
8 | Non-usable capacity at reference point (all power stations including mothballed, authorization & technical & legal constraints, energy source unavailability etc. ) |  |  | 2.2603 | 2.3166 | 2.2466 | 2.2198 | 2.1955 | 2.2042 | 2.3277 | 2.3556 | 2.3289 | 2.3122 | 2.3101 | 2.25 | 2.2304 | 2.1981 | 2.1735 | 2.1998 | 2.1828 | 2.0914
8a | of which nuclear |  |  | 0 | 0 | 0 | 0 | 0 | 0 | 0 | 0 | 0 | 0 | 0 | 0 | 0 | 0 | 0 | 0 | 0 | 0
8b | of which Lignite |  |  | 0 | 0 | 0 | 0 | 0 | 0 | 0 | 0 | 0 | 0 | 0 | 0 | 0 | 0 | 0 | 0 | 0 | 0
8c | of which Hard Coal |  |  | 0 | 0 | 0 | 0 | 0 | 0 | 0 | 0 | 0 | 0 | 0 | 0 | 0 | 0 | 0 | 0 | 0 | 0
8d | of which Gas |  |  | 0 | 0 | 0 | 0 | 0 | 0 | 0 | 0 | 0 | 0 | 0 | 0 | 0 | 0 | 0 | 0 | 0 | 0
8e | of which Oil |  |  | 0 | 0 | 0 | 0 | 0 | 0 | 0 | 0 | 0 | 0 | 0 | 0 | 0 | 0 | 0 | 0 | 0 | 0
8f | of which Oil Shale |  |  | 0 | 0 | 0 | 0 | 0 | 0 | 0 | 0 | 0 | 0 | 0 | 0 | 0 | 0 | 0 | 0 | 0 | 0
8g | of which Mixed Fuels |  |  | 0 | 0 | 0 | 0 | 0 | 0 | 0 | 0 | 0 | 0 | 0 | 0 | 0 | 0 | 0 | 0 | 0 | 0
8h | of which onshore wind |  |  | 2.2334 | 2.2891 | 2.2206 | 2.1939 | 2.17 | 2.1782 | 2.3003 | 2.3279 | 2.3016 | 2.2851 | 2.2828 | 2.2243 | 2.2043 | 2.1721 | 2.1485 | 2.1747 | 2.1578 | 2.0679
8i | of which offshore wind |  |  | 0.026885 | 0.02751 | 0.02606 | 0.02588 | 0.025504 | 0.025985 | 0.02737 | 0.027707 | 0.02727 | 0.027129 | 0.027315 | 0.02569 | 0.026075 | 0.02594 | 0.025015 | 0.025115 | 0.02496 | 0.02353
8j | of which Solar |  |  | 0 | 0 | 0 | 0 | 0 | 0 | 0 | 0 | 0 | 0 | 0 | 0 | 0 | 0 | 0 | 0 | 0 | 0
8k | of which Biomass |  |  | 0 | 0 | 0 | 0 | 0 | 0 | 0 | 0 | 0 | 0 | 0 | 0 | 0 | 0 | 0 | 0 | 0 | 0
8l | of which other RES (apart from hydro) |  |  | 0 | 0 | 0 | 0 | 0 | 0 | 0 | 0 | 0 | 0 | 0 | 0 | 0 | 0 | 0 | 0 | 0 | 0
8m | Hydro power (total) |  |  | 0 | 0 | 0 | 0 | 0 | 0 | 0 | 0 | 0 | 0 | 0 | 0 | 0 | 0 | 0 | 0 | 0 | 0
8n | of which renewable hydro generation |  |  | 0 | 0 | 0 | 0 | 0 | 0 | 0 | 0 | 0 | 0 | 0 | 0 | 0 | 0 | 0 | 0 | 0 | 0
8o | of which other non-RES (incl. not clearly identifiable energy sources) |  |  | 0 | 0 | 0 | 0 | 0 | 0 | 0 | 0 | 0 | 0 | 0 | 0 | 0 | 0 | 0 | 0 | 0 | 0
9 | Available capacity (9 = 6 - (7 + 8)) |  |  | 6.8747 | 6.3024 | 5.8474 | 6.3312 | 6.6255 | 6.9688 | 6.9293 | 7.0944 | 7.1131 | 7.2158 | 7.2179 | 6.603 | 6.3076 | 6.6249 | 6.8445 | 6.8182 | 6.9552 | 7.0466
10 | Outages: average expected value (all power stations) |  |  | 0.44712 | 0.4076 | 0.39992 | 0.43536 | 0.45496 | 0.47552 | 0.45568 | 0.47112 | 0.47112 | 0.47832 | 0.47832 | 0.42352 | 0.40072 | 0.42352 | 0.47832 | 0.43912 | 0.44632 | 0.44632
11 | System services reserve (one hour ahead of real time) |  |  | 0.5 | 0.5 | 0.5 | 0.5 | 0.5 | 0.5 | 0.5 | 0.5 | 0.5 | 0.5 | 0.5 | 0.5 | 0.5 | 0.5 | 0.5 | 0.5 | 0.5 | 0.5
12 | Reliably available capacity (12 = 9 - (10 + 11)) |  |  | 5.9276 | 5.3948 | 4.9474 | 5.3959 | 5.6705 | 5.9933 | 5.9736 | 6.1233 | 6.142 | 6.2375 | 6.2395 | 5.6795 | 5.4069 | 5.7014 | 5.8661 | 5.8791 | 6.0089 | 6.1003
13 | Load at reference point in time |  |  | 3.43 | 3.43 | 3.43 | 3.43 | 3.43 | 3.43 | 3.43 | 3.43 | 3.43 | 3.43 | 3.43 | 3.43 | 3.43 | 3.43 | 3.43 | 3.43 | 3.43 | 3.43
13b | Population average daily (24h) temperature (degrees Celsius) |  |  | 12.1 | 12.65 | 13.15 | 13.61 | 14 | 14.33 | 14.59 | 14.76 | 14.85 | 14.86 | 14.78 | 14.61 | 14.35 | 14 | 13.57 | 13.07 | 12.49 | 11.86
14 | Load reduction / load management and strategic reserves available at reference point in time |  |  | 0.265 | 0.265 | 0.265 | 0.265 | 0.265 | 0.265 | 0.265 | 0.265 | 0.265 | 0.265 | 0.265 | 0.265 | 0.265 | 0.265 | 0.265 | 0.265 | 0.265 | 0.265
15 | Net weekly load at reference point in time (15 = 13-14) |  |  | 3.165 | 3.165 | 3.165 | 3.165 | 3.165 | 3.165 | 3.165 | 3.165 | 3.165 | 3.165 | 3.165 | 3.165 | 3.165 | 3.165 | 3.165 | 3.165 | 3.165 | 3.165
16 | Remaining capacity at reference point in time (16 = 12- 15) |  |  | 2.7626 | 2.2298 | 1.7824 | 2.2309 | 2.5055 | 2.8283 | 2.8086 | 2.9583 | 2.977 | 3.0725 | 3.0745 | 2.5145 | 2.2419 | 2.5364 | 2.7011 | 2.7141 | 2.8439 | 2.9353
B1 | Weekly peak load (unrestricted reference point in time) |  |  | 3.43 | 3.43 | 3.43 | 3.43 | 3.43 | 3.43 | 3.43 | 3.43 | 3.43 | 3.43 | 3.43 | 3.43 | 3.43 | 3.43 | 3.43 | 3.43 | 3.43 | 3.43
B2 | Daily hour of expected weekly peak load (e.g. 21st hour if the peak load is between 20:00 CET to 21:00 CET) |  |  | 19 | 19 | 19 | 19 | 19 | 19 | 19 | 19 | 19 | 19 | 19 | 19 | 19 | 19 | 19 | 19 | 19 | 19
PART C : DATA FOR SEVERE CONDITIONS
17 | Non-usable capacity at reference point (all power stations including mothballed, authorization & technical & legal constraints, energy source unavailability etc. ) |  |  | 2.6809 | 2.6813 | 2.6735 | 2.6706 | 2.6743 | 2.6794 | 2.6821 | 2.6771 | 2.6792 | 2.6786 | 2.676 | 2.6772 | 2.6764 | 2.6686 | 2.6592 | 2.6527 | 2.6534 | 2.6381
17a | of which nuclear |  |  | 0 | 0 | 0 | 0 | 0 | 0 | 0 | 0 | 0 | 0 | 0 | 0 | 0 | 0 | 0 | 0 | 0 | 0
17b | of which Lignite |  |  | 0 | 0 | 0 | 0 | 0 | 0 | 0 | 0 | 0 | 0 | 0 | 0 | 0 | 0 | 0 | 0 | 0 | 0
17c | of which Hard Coal |  |  | 0 | 0 | 0 | 0 | 0 | 0 | 0 | 0 | 0 | 0 | 0 | 0 | 0 | 0 | 0 | 0 | 0 | 0
17d | of which Gas |  |  | 0 | 0 | 0 | 0 | 0 | 0 | 0 | 0 | 0 | 0 | 0 | 0 | 0 | 0 | 0 | 0 | 0 | 0
17e | of which Oil |  |  | 0 | 0 | 0 | 0 | 0 | 0 | 0 | 0 | 0 | 0 | 0 | 0 | 0 | 0 | 0 | 0 | 0 | 0
17f | of which Oil Shale |  |  | 0 | 0 | 0 | 0 | 0 | 0 | 0 | 0 | 0 | 0 | 0 | 0 | 0 | 0 | 0 | 0 | 0 | 0
17g | of which Mixed Fuels |  |  | 0 | 0 | 0 | 0 | 0 | 0 | 0 | 0 | 0 | 0 | 0 | 0 | 0 | 0 | 0 | 0 | 0 | 0
17h | of which onshore wind |  |  | 2.441 | 2.4415 | 2.4337 | 2.4309 | 2.4347 | 2.4397 | 2.4423 | 2.4373 | 2.4396 | 2.4389 | 2.4363 | 2.4375 | 2.4368 | 2.4291 | 2.4198 | 2.4136 | 2.4142 | 2.3991
17i | of which offshore wind |  |  | 0.02983 | 0.029855 | 0.029735 | 0.02976 | 0.029685 | 0.029685 | 0.02987 | 0.029805 | 0.02964 | 0.02973 | 0.02969 | 0.029705 | 0.02965 | 0.029525 | 0.029335 | 0.029105 | 0.02919 | 0.02893
17j | of which Solar |  |  | 0 | 0 | 0 | 0 | 0 | 0 | 0 | 0 | 0 | 0 | 0 | 0 | 0 | 0 | 0 | 0 | 0 | 0
17k | of which Biomass |  |  | 0 | 0 | 0 | 0 | 0 | 0 | 0 | 0 | 0 | 0 | 0 | 0 | 0 | 0 | 0 | 0 | 0 | 0
17l | of which other RES (apart from hydro) |  |  | 0 | 0 | 0 | 0 | 0 | 0 | 0 | 0 | 0 | 0 | 0 | 0 | 0 | 0 | 0 | 0 | 0 | 0
17m | Hydro power (total) |  |  | 0.21 | 0.21 | 0.21 | 0.21 | 0.21 | 0.21 | 0.21 | 0.21 | 0.21 | 0.21 | 0.21 | 0.21 | 0.21 | 0.21 | 0.21 | 0.21 | 0.21 | 0.21
17n | of which renewable hydro generation |  |  | 0.21 | 0.21 | 0.21 | 0.21 | 0.21 | 0.21 | 0.21 | 0.21 | 0.21 | 0.21 | 0.21 | 0.21 | 0.21 | 0.21 | 0.21 | 0.21 | 0.21 | 0.21
17o | of which other non-RES (incl. not clearly identifiable energy sources) |  |  | 0 | 0 | 0 | 0 | 0 | 0 | 0 | 0 | 0 | 0 | 0 | 0 | 0 | 0 | 0 | 0 | 0 | 0
18 | Available capacity (18 = 6 - (7 + 17)) |  |  | 6.4541 | 5.9377 | 5.4205 | 5.8804 | 6.1467 | 6.4936 | 6.5749 | 6.7729 | 6.7628 | 6.8494 | 6.852 | 6.1758 | 5.8616 | 6.1544 | 6.3588 | 6.3653 | 6.4846 | 6.4999
19 | Outages: average expected value (all power stations) under SEVERE conditions |  |  | 0.44712 | 0.4076 | 0.39992 | 0.43536 | 0.45496 | 0.47552 | 0.45568 | 0.47112 | 0.47112 | 0.47832 | 0.47832 | 0.42352 | 0.40072 | 0.42352 | 0.47832 | 0.43912 | 0.44632 | 0.44632
20 | System services reserve (one hour ahead of real time) under SEVERE conditions |  |  | 0.5 | 0.5 | 0.5 | 0.5 | 0.5 | 0.5 | 0.5 | 0.5 | 0.5 | 0.5 | 0.5 | 0.5 | 0.5 | 0.5 | 0.5 | 0.5 | 0.5 | 0.5
21 | Reliably available capacity under SEVERE conditions (21 = 18 - (19 + 20)) |  |  | 5.507 | 5.0301 | 4.5206 | 4.945 | 5.1917 | 5.5181 | 5.6192 | 5.8017 | 5.7917 | 5.8711 | 5.8737 | 5.2523 | 4.9608 | 5.2309 | 5.3805 | 5.4262 | 5.5383 | 5.5536
22 | Load at reference point in time (19:00 CET) under SEVERE conditions |  |  | 3.773 | 3.773 | 3.773 | 3.773 | 3.773 | 3.773 | 3.773 | 3.773 | 3.773 | 3.773 | 3.773 | 3.773 | 3.773 | 3.773 | 3.773 | 3.773 | 3.773 | 3.773
23 | Load reduction / load management and strategic reserves available at reference point in time (19:00 CET) under SEVERE conditions |  |  | 0.265 | 0.265 | 0.265 | 0.265 | 0.265 | 0.265 | 0.265 | 0.265 | 0.265 | 0.265 | 0.265 | 0.265 | 0.265 | 0.265 | 0.265 | 0.265 | 0.265 | 0.265
24 | Net weekly peak load for SEVERE conditions (24 = 22-23) |  |  | 3.508 | 3.508 | 3.508 | 3.508 | 3.508 | 3.508 | 3.508 | 3.508 | 3.508 | 3.508 | 3.508 | 3.508 | 3.508 | 3.508 | 3.508 | 3.508 | 3.508 | 3.508
25 | Remaining capacity for SEVERE conditions (25 = 21-24) |  |  | 1.999 | 1.5221 | 1.0126 | 1.437 | 1.6837 | 2.0101 | 2.1112 | 2.2937 | 2.2837 | 2.3631 | 2.3657 | 1.7443 | 1.4528 | 1.7229 | 1.8725 | 1.9182 | 2.0303 | 2.0456
C1 | Weekly peak load under SEVERE conditions (unrestricted reference point in time) |  |  | 3.773 | 3.773 | 3.773 | 3.773 | 3.773 | 3.773 | 3.773 | 3.773 | 3.773 | 3.773 | 3.773 | 3.773 | 3.773 | 3.773 | 3.773 | 3.773 | 3.773 | 3.773
C2 | Daily hour of expected weekly peak load (e.g. 21st hour if the peak load is between 20:00 CET to 21:00 CET) |  |  | 19 | 19 | 19 | 19 | 19 | 19 | 19 | 19 | 19 | 19 | 19 | 19 | 19 | 19 | 19 | 19 | 19 | 19
PART D: ADDITIONAL INFORMATION FOR INTERCONNECTORS
31 | Simultaneous importable capacity |  | From | 0.7 | 0.7 | 0.7 | 0.7 | 0.7 | 0.7 | 0.7 | 0.7 | 0.7 | 0.7 | 0.7 | 0.7 | 0.7 | 0.7 | 0.7 | 0.7 | 0.7 | 0.7
32 | Simultaneous exportable capacity |  | To | 0.4 | 0.4 | 0.4 | 0.4 | 0.4 | 0.4 | 0.4 | 0.4 | 0.4 | 0.4 | 0.4 | 0.4 | 0.4 | 0.4 | 0.4 | 0.4 | 0.4 | 0.4

## HU
Summer Outlook Report 2016 | [21 empty] | Downward load factors modified
| Power Data (all entries are assumed to be >0) |  |  | Countrycode: |  | HU
| (Net values in GW, at a synchronous time every week) |  |  | Countryname: |  | Hungary
| The dates are related to Wednesday of each week |  |  | 2016-06-01 | 2016-06-08 | 2016-06-15 | 2016-06-22 | 2016-06-29 | 2016-07-06 | 2016-07-13 | 2016-07-20 | 2016-07-27 | 2016-08-03 | 2016-08-10 | 2016-08-17 | 2016-08-24 | 2016-08-31 | 2016-09-07 | 2016-09-14 | 2016-09-21 | 2016-09-28
| WEEK |  |  | 22 | 23 | 24 | 25 | 26 | 27 | 28 | 29 | 30 | 31 | 32 | 33 | 34 | 35 | 36 | 37 | 38 | 39
| Time (CET) |  |  | 12:00 | 12:00 | 12:00 | 12:00 | 12:00 | 12:00 | 12:00 | 12:00 | 12:00 | 12:00 | 12:00 | 12:00 | 12:00 | 12:00 | 12:00 | 12:00 | 12:00 | 12:00
Line | PART A : INDIGINEOUS NATIONAL GENERATION | Severe Average Outage Rate | Normal Average Outage Rate
Net generating capacity:
1 | Nuclear Power | 3% | 3% | 1.887 | 1.887 | 1.887 | 1.887 | 1.887 | 1.887 | 1.887 | 1.887 | 1.887 | 1.887 | 1.887 | 1.887 | 1.887 | 1.887 | 1.887 | 1.887 | 1.887 | 1.887
2 | Fossil Fuels |  |  | 5.541 | 5.541 | 5.541 | 5.541 | 5.541 | 5.541 | 5.541 | 5.541 | 5.541 | 5.541 | 5.541 | 5.541 | 5.541 | 5.541 | 5.541 | 5.541 | 5.541 | 5.541
2a | of which Lignite | 8% | 6% | 1.007 | 1.007 | 1.007 | 1.007 | 1.007 | 1.007 | 1.007 | 1.007 | 1.007 | 1.007 | 1.007 | 1.007 | 1.007 | 1.007 | 1.007 | 1.007 | 1.007 | 1.007
2b | of which Hard Coal | 11% | 9% | 0 | 0 | 0 | 0 | 0 | 0 | 0 | 0 | 0 | 0 | 0 | 0 | 0 | 0 | 0 | 0 | 0 | 0
2c | of which Gas | 7% | 5% | 4.124 | 4.124 | 4.124 | 4.124 | 4.124 | 4.124 | 4.124 | 4.124 | 4.124 | 4.124 | 4.124 | 4.124 | 4.124 | 4.124 | 4.124 | 4.124 | 4.124 | 4.124
2d | of which Oil | 3% | 3% | 0.41 | 0.41 | 0.41 | 0.41 | 0.41 | 0.41 | 0.41 | 0.41 | 0.41 | 0.41 | 0.41 | 0.41 | 0.41 | 0.41 | 0.41 | 0.41 | 0.41 | 0.41
2e | of which Oil Shale | 8.75% | 8.75% | 0 | 0 | 0 | 0 | 0 | 0 | 0 | 0 | 0 | 0 | 0 | 0 | 0 | 0 | 0 | 0 | 0 | 0
2f | of which Mixed Fuels | 8.75% | 8.75% | 0 | 0 | 0 | 0 | 0 | 0 | 0 | 0 | 0 | 0 | 0 | 0 | 0 | 0 | 0 | 0 | 0 | 0
3 | Renewable Energy Sources (other than hydro) |  |  | 0.78469 | 0.78469 | 0.78469 | 0.78469 | 0.78469 | 0.78469 | 0.78469 | 0.78469 | 0.78469 | 0.78469 | 0.78469 | 0.78469 | 0.78469 | 0.78469 | 0.78469 | 0.78469 | 0.78469 | 0.78469
3a | of which onshore wind | 0% | 0% | 0.329 | 0.329 | 0.329 | 0.329 | 0.329 | 0.329 | 0.329 | 0.329 | 0.329 | 0.329 | 0.329 | 0.329 | 0.329 | 0.329 | 0.329 | 0.329 | 0.329 | 0.329
3b | of which offshore wind | 0% | 0% | 0 | 0 | 0 | 0 | 0 | 0 | 0 | 0 | 0 | 0 | 0 | 0 | 0 | 0 | 0 | 0 | 0 | 0
3c | of which Solar (PV) | 0% | 0% | 0.12269 | 0.12269 | 0.12269 | 0.12269 | 0.12269 | 0.12269 | 0.12269 | 0.12269 | 0.12269 | 0.12269 | 0.12269 | 0.12269 | 0.12269 | 0.12269 | 0.12269 | 0.12269 | 0.12269 | 0.12269
3d | of which Biomass | 0% | 0% | 0.246 | 0.246 | 0.246 | 0.246 | 0.246 | 0.246 | 0.246 | 0.246 | 0.246 | 0.246 | 0.246 | 0.246 | 0.246 | 0.246 | 0.246 | 0.246 | 0.246 | 0.246
3e | of which other RES (apart from hydro, including tidal, wave, geothermal, waste renewable, CSP,…) | 0% | 0% | 0.087 | 0.087 | 0.087 | 0.087 | 0.087 | 0.087 | 0.087 | 0.087 | 0.087 | 0.087 | 0.087 | 0.087 | 0.087 | 0.087 | 0.087 | 0.087 | 0.087 | 0.087
4 | Hydro power (total) | 0% | 0% | 0.057 | 0.057 | 0.057 | 0.057 | 0.057 | 0.057 | 0.057 | 0.057 | 0.057 | 0.057 | 0.057 | 0.057 | 0.057 | 0.057 | 0.057 | 0.057 | 0.057 | 0.057
4a | of which renewable hydro generation |  |  | 0.057 | 0.057 | 0.057 | 0.057 | 0.057 | 0.057 | 0.057 | 0.057 | 0.057 | 0.057 | 0.057 | 0.057 | 0.057 | 0.057 | 0.057 | 0.057 | 0.057 | 0.057
5 | Other non-RES (incl. not clearly identifiable energy sources) | 0% | 0% | 0 | 0 | 0 | 0 | 0 | 0 | 0 | 0 | 0 | 0 | 0 | 0 | 0 | 0 | 0 | 0 | 0 | 0
6 | Net generating capacity (6 = 1+2+3+4+5) |  |  | 8.2697 | 8.2697 | 8.2697 | 8.2697 | 8.2697 | 8.2697 | 8.2697 | 8.2697 | 8.2697 | 8.2697 | 8.2697 | 8.2697 | 8.2697 | 8.2697 | 8.2697 | 8.2697 | 8.2697 | 8.2697
7 | Maintenance & Overhauls (all power stations) |  |  | 1.0283 | 0.74348 | 0.74348 | 0.27188 | 0.27188 | 0.15 | 0.389 | 0.389 | 0.15 | 0.7676 | 0.7676 | 0.7676 | 0.7146 | 0.194 | 0.953 | 0.27 | 0.15 | 0.15
7a | of which nuclear |  |  | 0.4716 | 0.4716 | 0.4716 | 0 | 0 | 0 | 0 | 0 | 0 | 0.4716 | 0.4716 | 0.4716 | 0.4716 | 0 | 0 | 0 | 0 | 0
7b | of which Lignite |  |  | 0.2927 | 0.086877 | 0.086877 | 0.086877 | 0.086877 | 0 | 0 | 0 | 0 | 0 | 0 | 0 | 0 | 0 | 0 | 0 | 0 | 0
7c | of which Hard Coal |  |  | 0 | 0 | 0 | 0 | 0 | 0 | 0 | 0 | 0 | 0 | 0 | 0 | 0 | 0 | 0 | 0 | 0 | 0
7d | of which Gas |  |  | 0.264 | 0.15 | 0.15 | 0.15 | 0.15 | 0.15 | 0.389 | 0.389 | 0.15 | 0.252 | 0.252 | 0.252 | 0.199 | 0.15 | 0.953 | 0.15 | 0.15 | 0.15
7e | of which Oil |  |  | 0 | 0 | 0 | 0 | 0 | 0 | 0 | 0 | 0 | 0 | 0 | 0 | 0 | 0 | 0 | 0.12 | 0 | 0
7f | of which Oil Shale |  |  | 0 | 0 | 0 | 0 | 0 | 0 | 0 | 0 | 0 | 0 | 0 | 0 | 0 | 0 | 0 | 0 | 0 | 0
7g | of which Mixed Fuels |  |  | 0 | 0 | 0 | 0 | 0 | 0 | 0 | 0 | 0 | 0 | 0 | 0 | 0 | 0 | 0 | 0 | 0 | 0
7h | of which onshore wind |  |  | 0 | 0 | 0 | 0 | 0 | 0 | 0 | 0 | 0 | 0 | 0 | 0 | 0 | 0 | 0 | 0 | 0 | 0
7i | of which offshore wind |  |  | 0 | 0 | 0 | 0 | 0 | 0 | 0 | 0 | 0 | 0 | 0 | 0 | 0 | 0 | 0 | 0 | 0 | 0
7j | of which Solar (PV) |  |  | 0 | 0 | 0 | 0 | 0 | 0 | 0 | 0 | 0 | 0 | 0 | 0 | 0 | 0 | 0 | 0 | 0 | 0
7k | of which Biomass |  |  | 0 | 0.035 | 0.035 | 0.035 | 0.035 | 0 | 0 | 0 | 0 | 0.044 | 0.044 | 0.044 | 0.044 | 0.044 | 0 | 0 | 0 | 0
7l | of which other RES (NO hydro, including tidal, wave, geothermal, waste renewable, CSP,…) |  |  | 0 | 0 | 0 | 0 | 0 | 0 | 0 | 0 | 0 | 0 | 0 | 0 | 0 | 0 | 0 | 0 | 0 | 0
7m | Hydro power (total) |  |  | 0 | 0 | 0 | 0 | 0 | 0 | 0 | 0 | 0 | 0 | 0 | 0 | 0 | 0 | 0 | 0 | 0 | 0
7n | of which renewable hydro generation |  |  | 0 | 0 | 0 | 0 | 0 | 0 | 0 | 0 | 0 | 0 | 0 | 0 | 0 | 0 | 0 | 0 | 0 | 0
7o | of which other non-RES (including CHP non-renewable, waste non-renewable and other not clearly identified generation ) |  |  | 0 | 0 | 0 | 0 | 0 | 0 | 0 | 0 | 0 | 0 | 0 | 0 | 0 | 0 | 0 | 0 | 0 | 0
PART B : DATA UNDER NORMAL CONDITIONS
8 | Non-usable capacity at reference point (all power stations including mothballed, authorization & technical & legal constraints, energy source unavailability etc. ) |  |  | 1.7466 | 1.7516 | 1.7542 | 1.756 | 1.7526 | 1.7516 | 1.7523 | 1.7524 | 1.7565 | 1.7605 | 1.7613 | 1.7626 | 1.7613 | 1.7611 | 1.7575 | 1.757 | 1.76 | 1.7642
8a | of which nuclear |  |  | 0 | 0 | 0 | 0 | 0 | 0 | 0 | 0 | 0 | 0 | 0 | 0 | 0 | 0 | 0 | 0 | 0 | 0
8b | of which Lignite |  |  | 0.21997 | 0.21997 | 0.21997 | 0.21997 | 0.21997 | 0.21997 | 0.21997 | 0.21997 | 0.21997 | 0.21997 | 0.21997 | 0.21997 | 0.21997 | 0.21997 | 0.21997 | 0.21997 | 0.21997 | 0.21997
8c | of which Hard Coal |  |  | 0 | 0 | 0 | 0 | 0 | 0 | 0 | 0 | 0 | 0 | 0 | 0 | 0 | 0 | 0 | 0 | 0 | 0
8d | of which Gas |  |  | 1.08 | 1.08 | 1.08 | 1.08 | 1.08 | 1.08 | 1.08 | 1.08 | 1.08 | 1.08 | 1.08 | 1.08 | 1.08 | 1.08 | 1.08 | 1.08 | 1.08 | 1.08
8e | of which Oil |  |  | 0 | 0 | 0 | 0 | 0 | 0 | 0 | 0 | 0 | 0 | 0 | 0 | 0 | 0 | 0 | 0 | 0 | 0
8f | of which Oil Shale |  |  | 0 | 0 | 0 | 0 | 0 | 0 | 0 | 0 | 0 | 0 | 0 | 0 | 0 | 0 | 0 | 0 | 0 | 0
8g | of which Mixed Fuels |  |  | 0 | 0 | 0 | 0 | 0 | 0 | 0 | 0 | 0 | 0 | 0 | 0 | 0 | 0 | 0 | 0 | 0 | 0
8h | of which onshore wind |  |  | 0.30642 | 0.31078 | 0.313 | 0.31463 | 0.31169 | 0.31059 | 0.31044 | 0.3095 | 0.31322 | 0.31711 | 0.31785 | 0.31858 | 0.31689 | 0.31692 | 0.3127 | 0.31027 | 0.31092 | 0.31351
8i | of which offshore wind |  |  | 0 | 0 | 0 | 0 | 0 | 0 | 0 | 0 | 0 | 0 | 0 | 0 | 0 | 0 | 0 | 0 | 0 | 0
8j | of which Solar |  |  | 0.052247 | 0.052809 | 0.053199 | 0.053385 | 0.052904 | 0.053069 | 0.05394 | 0.054936 | 0.055343 | 0.055453 | 0.055458 | 0.056054 | 0.056454 | 0.056159 | 0.056816 | 0.05877 | 0.061119 | 0.062678
8k | of which Biomass |  |  | 0.088 | 0.088 | 0.088 | 0.088 | 0.088 | 0.088 | 0.088 | 0.088 | 0.088 | 0.088 | 0.088 | 0.088 | 0.088 | 0.088 | 0.088 | 0.088 | 0.088 | 0.088
8l | of which other RES (apart from hydro) |  |  | 0 | 0 | 0 | 0 | 0 | 0 | 0 | 0 | 0 | 0 | 0 | 0 | 0 | 0 | 0 | 0 | 0 | 0
8m | Hydro power (total) |  |  | 0 | 0 | 0 | 0 | 0 | 0 | 0 | 0 | 0 | 0 | 0 | 0 | 0 | 0 | 0 | 0 | 0 | 0
8n | of which renewable hydro generation |  |  | 0 | 0 | 0 | 0 | 0 | 0 | 0 | 0 | 0 | 0 | 0 | 0 | 0 | 0 | 0 | 0 | 0 | 0
8o | of which other non-RES (incl. not clearly identifiable energy sources) |  |  | 0 | 0 | 0 | 0 | 0 | 0 | 0 | 0 | 0 | 0 | 0 | 0 | 0 | 0 | 0 | 0 | 0 | 0
9 | Available capacity (9 = 6 - (7 + 8)) |  |  | 5.4948 | 5.7747 | 5.772 | 6.2418 | 6.2453 | 6.3681 | 6.1283 | 6.1283 | 6.3632 | 5.7416 | 5.7408 | 5.7395 | 5.7938 | 6.3146 | 5.5592 | 6.2427 | 6.3597 | 6.3555
10 | Outages: average expected value (all power stations) |  |  | 0.22342 | 0.24147 | 0.24147 | 0.25562 | 0.25562 | 0.26083 | 0.24888 | 0.24888 | 0.26083 | 0.24158 | 0.24158 | 0.24158 | 0.24423 | 0.26083 | 0.22068 | 0.25723 | 0.26083 | 0.26083
11 | System services reserve (one hour ahead of real time) |  |  | 0.785 | 0.785 | 0.787 | 0.787 | 0.787 | 0.79 | 0.79 | 0.79 | 0.79 | 0.785 | 0.785 | 0.783 | 0.783 | 0.783 | 0.783 | 0.783 | 0.783 | 0.783
12 | Reliably available capacity (12 = 9 - (10 + 11)) |  |  | 4.4863 | 4.7482 | 4.7436 | 5.1992 | 5.2026 | 5.3172 | 5.0895 | 5.0894 | 5.3123 | 4.715 | 4.7142 | 4.7149 | 4.7665 | 5.2708 | 4.5555 | 5.2024 | 5.3159 | 5.3117
13 | Load at reference point in time |  |  | 5.6 | 5.6 | 5.7 | 5.7 | 5.7 | 5.9 | 5.9 | 5.9 | 5.9 | 5.6 | 5.6 | 5.5 | 5.5 | 5.5 | 5.5 | 5.5 | 5.5 | 5.5
13b | Population average daily (24h) temperature (degrees Celsius) |  |  | 18.34 | 19.14 | 19.83 | 20.4 | 20.84 | 21.16 | 21.33 | 21.37 | 21.26 | 21.01 | 20.61 | 20.07 | 19.39 | 18.57 | 17.64 | 16.59 | 15.44 | 14.2
14 | Load reduction / load management and strategic reserves available at reference point in time |  |  | 0 | 0 | 0 | 0 | 0 | 0 | 0 | 0 | 0 | 0 | 0 | 0 | 0 | 0 | 0 | 0 | 0 | 0
15 | Net weekly load at reference point in time (15 = 13-14) |  |  | 5.6 | 5.6 | 5.7 | 5.7 | 5.7 | 5.9 | 5.9 | 5.9 | 5.9 | 5.6 | 5.6 | 5.5 | 5.5 | 5.5 | 5.5 | 5.5 | 5.5 | 5.5
16 | Remaining capacity at reference point in time (16 = 12- 15) |  |  | -1.1137 | -0.85182 | -0.95643 | -0.5008 | -0.49737 | -0.58277 | -0.81054 | -0.8106 | -0.58767 | -0.88503 | -0.88577 | -0.7851 | -0.73346 | -0.2292 | -0.94448 | -0.29756 | -0.18415 | -0.1883
B1 | Weekly peak load (unrestricted reference point in time) |  |  | 5.7 | 5.7 | 5.8 | 5.8 | 5.8 | 6 | 6 | 6 | 6 | 5.7 | 5.7 | 5.6 | 5.6 | 5.6 | 5.6 | 5.6 | 5.6 | 5.6
B2 | Daily hour of expected weekly peak load (e.g. 21st hour if the peak load is between 20:00 CET to 21:00 CET) |  |  | 13 | 13 | 13 | 13 | 13 | 13 | 13 | 13 | 13 | 13 | 13 | 13 | 13 | 13 | 13 | 13 | 13 | 13
PART C : DATA FOR SEVERE CONDITIONS
17 | Non-usable capacity at reference point (all power stations including mothballed, authorization & technical & legal constraints, energy source unavailability etc. ) |  |  | 2.0341 | 2.0361 | 2.0361 | 2.0358 | 2.0332 | 2.033 | 2.0344 | 2.0365 | 2.0388 | 2.039 | 2.0382 | 2.0377 | 2.039 | 2.0411 | 2.0433 | 2.0509 | 2.0616 | 2.0567
17a | of which nuclear |  |  | 0 | 0 | 0 | 0 | 0 | 0 | 0 | 0 | 0 | 0 | 0 | 0 | 0 | 0 | 0 | 0 | 0 | 0
17b | of which Lignite |  |  | 0.21997 | 0.21997 | 0.21997 | 0.21997 | 0.21997 | 0.21997 | 0.21997 | 0.21997 | 0.21997 | 0.21997 | 0.21997 | 0.21997 | 0.21997 | 0.21997 | 0.21997 | 0.21997 | 0.21997 | 0.21997
17c | of which Hard Coal |  |  | 0 | 0 | 0 | 0 | 0 | 0 | 0 | 0 | 0 | 0 | 0 | 0 | 0 | 0 | 0 | 0 | 0 | 0
17d | of which Gas |  |  | 1.34 | 1.34 | 1.34 | 1.34 | 1.34 | 1.34 | 1.34 | 1.34 | 1.34 | 1.34 | 1.34 | 1.34 | 1.34 | 1.34 | 1.34 | 1.34 | 1.34 | 1.34
17e | of which Oil |  |  | 0 | 0 | 0 | 0 | 0 | 0 | 0 | 0 | 0 | 0 | 0 | 0 | 0 | 0 | 0 | 0 | 0 | 0
17f | of which Oil Shale |  |  | 0 | 0 | 0 | 0 | 0 | 0 | 0 | 0 | 0 | 0 | 0 | 0 | 0 | 0 | 0 | 0 | 0 | 0
17g | of which Mixed Fuels |  |  | 0 | 0 | 0 | 0 | 0 | 0 | 0 | 0 | 0 | 0 | 0 | 0 | 0 | 0 | 0 | 0 | 0 | 0
17h | of which onshore wind |  |  | 0.32692 | 0.32776 | 0.32816 | 0.32789 | 0.32649 | 0.3266 | 0.32752 | 0.32824 | 0.32822 | 0.32836 | 0.32866 | 0.32853 | 0.32831 | 0.32827 | 0.32719 | 0.32699 | 0.32808 | 0.32845
17i | of which offshore wind |  |  | 0 | 0 | 0 | 0 | 0 | 0 | 0 | 0 | 0 | 0 | 0 | 0 | 0 | 0 | 0 | 0 | 0 | 0
17j | of which Solar |  |  | 0.059184 | 0.060376 | 0.059954 | 0.059982 | 0.058703 | 0.058402 | 0.058947 | 0.060262 | 0.062596 | 0.062618 | 0.061588 | 0.061176 | 0.062679 | 0.064873 | 0.068125 | 0.075953 | 0.085557 | 0.080253
17k | of which Biomass |  |  | 0.088 | 0.088 | 0.088 | 0.088 | 0.088 | 0.088 | 0.088 | 0.088 | 0.088 | 0.088 | 0.088 | 0.088 | 0.088 | 0.088 | 0.088 | 0.088 | 0.088 | 0.088
17l | of which other RES (apart from hydro) |  |  | 0 | 0 | 0 | 0 | 0 | 0 | 0 | 0 | 0 | 0 | 0 | 0 | 0 | 0 | 0 | 0 | 0 | 0
17m | Hydro power (total) |  |  | 0 | 0 | 0 | 0 | 0 | 0 | 0 | 0 | 0 | 0 | 0 | 0 | 0 | 0 | 0 | 0 | 0 | 0
17n | of which renewable hydro generation | bar: 2016-06-01 to 2016-09-28
17o | of which other non-RES (incl. not clearly identifiable energy sources) |  |  | 0 | 0 | 0 | 0 | 0 | 0 | 0 | 0 | 0 | 0 | 0 | 0 | 0 | 0 | 0 | 0 | 0 | 0
18 | Available capacity (18 = 6 - (7 + 17)) |  |  | 5.2073 | 5.4901 | 5.4901 | 5.962 | 5.9647 | 6.0867 | 5.8463 | 5.8442 | 6.0809 | 5.4631 | 5.4639 | 5.4644 | 5.5161 | 6.0346 | 5.2734 | 5.9488 | 6.0581 | 6.063
19 | Outages: average expected value (all power stations) under SEVERE conditions |  |  | 0.27071 | 0.29515 | 0.29515 | 0.3093 | 0.3093 | 0.31625 | 0.29952 | 0.29952 | 0.31625 | 0.29496 | 0.29496 | 0.29496 | 0.29867 | 0.31625 | 0.26004 | 0.31265 | 0.31625 | 0.31625
20 | System services reserve (one hour ahead of real time) under SEVERE conditions |  |  | 0.79 | 0.79 | 0.79 | 0.79 | 0.79 | 0.794 | 0.794 | 0.794 | 0.794 | 0.79 | 0.79 | 0.79 | 0.79 | 0.79 | 0.789 | 0.789 | 0.789 | 0.789
21 | Reliably available capacity under SEVERE conditions (21 = 18 - (19 + 20)) |  |  | 4.1466 | 4.4049 | 4.405 | 4.8627 | 4.8654 | 4.9765 | 4.7527 | 4.7507 | 4.9707 | 4.3782 | 4.3789 | 4.3795 | 4.4275 | 4.9283 | 4.2244 | 4.8471 | 4.9528 | 4.9578
22 | Load at reference point in time (19:00 CET) under SEVERE conditions |  |  | 5.9 | 5.9 | 5.9 | 5.9 | 5.9 | 6.1 | 6.1 | 6.1 | 6.1 | 5.9 | 5.9 | 5.9 | 5.9 | 5.9 | 5.8 | 5.8 | 5.8 | 5.8
23 | Load reduction / load management and strategic reserves available at reference point in time (19:00 CET) under SEVERE conditions |  |  | 0 | 0 | 0 | 0 | 0 | 0 | 0 | 0 | 0 | 0 | 0 | 0 | 0 | 0 | 0 | 0 | 0 | 0
24 | Net weekly peak load for SEVERE conditions (24 = 22-23) |  |  | 5.9 | 5.9 | 5.9 | 5.9 | 5.9 | 6.1 | 6.1 | 6.1 | 6.1 | 5.9 | 5.9 | 5.9 | 5.9 | 5.9 | 5.8 | 5.8 | 5.8 | 5.8
25 | Remaining capacity for SEVERE conditions (25 = 21-24) |  |  | -1.7534 | -1.4951 | -1.495 | -1.0373 | -1.0346 | -1.1235 | -1.3473 | -1.3493 | -1.1293 | -1.5218 | -1.5211 | -1.5205 | -1.4725 | -0.97168 | -1.5756 | -0.95288 | -0.84717 | -0.84223
C1 | Weekly peak load under SEVERE conditions (unrestricted reference point in time) |  |  | 6 | 6 | 6 | 6 | 6 | 6.1 | 6.1 | 6.1 | 6.1 | 6 | 6 | 6 | 6 | 6 | 5.9 | 5.9 | 5.9 | 5.9
C2 | Daily hour of expected weekly peak load (e.g. 21st hour if the peak load is between 20:00 CET to 21:00 CET) |  |  | 13 | 13 | 13 | 13 | 13 | 13 | 13 | 13 | 13 | 13 | 13 | 13 | 13 | 13 | 13 | 13 | 13 | 13
PART D: ADDITIONAL INFORMATION FOR INTERCONNECTORS
31 | Simultaneous importable capacity |  | From | 2.8 | 2.8 | 2.8 | 2.8 | 2.8 | 2.8 | 2.6 | 2.6 | 2.6 | 2.5 | 2.5 | 2.5 | 2.5 | 2.5 | 2.5 | 2.3 | 2.8 | 2.5
32 | Simultaneous exportable capacity |  | To | 2.3 | 2.3 | 2.3 | 2.3 | 2.3 | 2.3 | 2.3 | 2.3 | 2.3 | 2.3 | 2.3 | 2.3 | 2.3 | 2.3 | 2.3 | 2.3 | 2.3 | 2.3

## HR
Summer Outlook Report 2016 | [21 empty] | Downward load factors modified
| Power Data (all entries are assumed to be >0) |  |  | Countrycode: |  | HR
| (Net values in GW, at a synchronous time every week) |  |  | Countryname: |  | Croatia
| The dates are related to Wednesday of each week |  |  | 2016-06-01 | 2016-06-08 | 2016-06-15 | 2016-06-22 | 2016-06-29 | 2016-07-06 | 2016-07-13 | 2016-07-20 | 2016-07-27 | 2016-08-03 | 2016-08-10 | 2016-08-17 | 2016-08-24 | 2016-08-31 | 2016-09-07 | 2016-09-14 | 2016-09-21 | 2016-09-28
| WEEK |  |  | 22 | 23 | 24 | 25 | 26 | 27 | 28 | 29 | 30 | 31 | 32 | 33 | 34 | 35 | 36 | 37 | 38 | 39
| Time (CET) |  |  | 12:00 | 12:00 | 12:00 | 12:00 | 12:00 | 12:00 | 12:00 | 12:00 | 12:00 | 12:00 | 12:00 | 12:00 | 12:00 | 12:00 | 12:00 | 12:00 | 12:00 | 12:00
Line | PART A : INDIGINEOUS NATIONAL GENERATION | Severe Average Outage Rate | Normal Average Outage Rate
Net generating capacity:
1 | Nuclear Power | 5% | 5% | 0 | 0 | 0 | 0 | 0 | 0 | 0 | 0 | 0 | 0 | 0 | 0 | 0 | 0 | 0 | 0 | 0 | 0
2 | Fossil Fuels |  |  | 2.01 | 2.01 | 2.01 | 2.01 | 2.01 | 2.01 | 2.01 | 2.01 | 2.01 | 2.01 | 2.01 | 2.01 | 2.01 | 2.01 | 2.01 | 2.01 | 2.01 | 2.01
2a | of which Lignite | 9% | 9% | 0 | 0 | 0 | 0 | 0 | 0 | 0 | 0 | 0 | 0 | 0 | 0 | 0 | 0 | 0 | 0 | 0 | 0
2b | of which Hard Coal | 9% | 9% | 0.325 | 0.325 | 0.325 | 0.325 | 0.325 | 0.325 | 0.325 | 0.325 | 0.325 | 0.325 | 0.325 | 0.325 | 0.325 | 0.325 | 0.325 | 0.325 | 0.325 | 0.325
2c | of which Gas | 7% | 7% | 0.496 | 0.496 | 0.496 | 0.496 | 0.496 | 0.496 | 0.496 | 0.496 | 0.496 | 0.496 | 0.496 | 0.496 | 0.496 | 0.496 | 0.496 | 0.496 | 0.496 | 0.496
2d | of which Oil | 9% | 9% | 0.32 | 0.32 | 0.32 | 0.32 | 0.32 | 0.32 | 0.32 | 0.32 | 0.32 | 0.32 | 0.32 | 0.32 | 0.32 | 0.32 | 0.32 | 0.32 | 0.32 | 0.32
2e | of which Oil Shale | 8.75% | 8.75% | 0 | 0 | 0 | 0 | 0 | 0 | 0 | 0 | 0 | 0 | 0 | 0 | 0 | 0 | 0 | 0 | 0 | 0
2f | of which Mixed Fuels | 8.75% | 8.75% | 0.869 | 0.869 | 0.869 | 0.869 | 0.869 | 0.869 | 0.869 | 0.869 | 0.869 | 0.869 | 0.869 | 0.869 | 0.869 | 0.869 | 0.869 | 0.869 | 0.869 | 0.869
3 | Renewable Energy Sources (other than hydro) |  |  | 0.44 | 0.44 | 0.44 | 0.44 | 0.44 | 0.44 | 0.44 | 0.44 | 0.44 | 0.44 | 0.44 | 0.44 | 0.44 | 0.44 | 0.44 | 0.44 | 0.44 | 0.44
3a | of which onshore wind | 0% | 0% | 0.4 | 0.4 | 0.4 | 0.4 | 0.4 | 0.4 | 0.4 | 0.4 | 0.4 | 0.4 | 0.4 | 0.4 | 0.4 | 0.4 | 0.4 | 0.4 | 0.4 | 0.4
3b | of which offshore wind | 0% | 0% | 0 | 0 | 0 | 0 | 0 | 0 | 0 | 0 | 0 | 0 | 0 | 0 | 0 | 0 | 0 | 0 | 0 | 0
3c | of which Solar (PV) | 0% | 0% | 0.03 | 0.03 | 0.03 | 0.03 | 0.03 | 0.03 | 0.03 | 0.03 | 0.03 | 0.03 | 0.03 | 0.03 | 0.03 | 0.03 | 0.03 | 0.03 | 0.03 | 0.03
3d | of which Biomass | 0% | 0% | 0.01 | 0.01 | 0.01 | 0.01 | 0.01 | 0.01 | 0.01 | 0.01 | 0.01 | 0.01 | 0.01 | 0.01 | 0.01 | 0.01 | 0.01 | 0.01 | 0.01 | 0.01
3e | of which other RES (apart from hydro, including tidal, wave, geothermal, waste renewable, CSP,…) | 0% | 0% | 0 | 0 | 0 | 0 | 0 | 0 | 0 | 0 | 0 | 0 | 0 | 0 | 0 | 0 | 0 | 0 | 0 | 0
4 | Hydro power (total) | 0% | 0% | 2.112 | 2.112 | 2.112 | 2.112 | 2.112 | 2.112 | 2.112 | 2.112 | 2.112 | 2.112 | 2.112 | 2.112 | 2.112 | 2.112 | 2.112 | 2.112 | 2.112 | 2.112
4a | of which renewable hydro generation |  |  | 2.112 | 2.112 | 2.112 | 2.112 | 2.112 | 2.112 | 2.112 | 2.112 | 2.112 | 2.112 | 2.112 | 2.112 | 2.112 | 2.112 | 2.112 | 2.112 | 2.112 | 2.112
5 | Other non-RES (incl. not clearly identifiable energy sources) | 0% | 0% | 0 | 0 | 0 | 0 | 0 | 0 | 0 | 0 | 0 | 0 | 0 | 0 | 0 | 0 | 0 | 0 | 0 | 0
6 | Net generating capacity (6 = 1+2+3+4+5) |  |  | 4.562 | 4.562 | 4.562 | 4.562 | 4.562 | 4.562 | 4.562 | 4.562 | 4.562 | 4.562 | 4.562 | 4.562 | 4.562 | 4.562 | 4.562 | 4.562 | 4.562 | 4.562
7 | Maintenance & Overhauls (all power stations) |  |  | 0.875 | 0.875 | 0.875 | 0.875 | 0.875 | 0.875 | 0.875 | 0.875 | 0.875 | 0.875 | 0.875 | 0.875 | 0.875 | 0.875 | 0.875 | 0.875 | 0.875 | 0.875
7a | of which nuclear
7b | of which Lignite
7c | of which Hard Coal
7d | of which Gas
7e | of which Oil |  |  | 0.32 | 0.32 | 0.32 | 0.32 | 0.32 | 0.32 | 0.32 | 0.32 | 0.32 | 0.32 | 0.32 | 0.32 | 0.32 | 0.32 | 0.32 | 0.32 | 0.32 | 0.32
7f | of which Oil Shale
7g | of which Mixed Fuels |  |  | 0.42 | 0.42 | 0.42 | 0.42 | 0.42 | 0.42 | 0.42 | 0.42 | 0.42 | 0.42 | 0.42 | 0.42 | 0.42 | 0.42 | 0.42 | 0.42 | 0.42 | 0.42
7h | of which onshore wind
7i | of which offshore wind
7j | of which Solar (PV)
7k | of which Biomass
7l | of which other RES (NO hydro, including tidal, wave, geothermal, waste renewable, CSP,…)
7m | Hydro power (total) |  |  | 0.135 | 0.135 | 0.135 | 0.135 | 0.135 | 0.135 | 0.135 | 0.135 | 0.135 | 0.135 | 0.135 | 0.135 | 0.135 | 0.135 | 0.135 | 0.135 | 0.135 | 0.135
7n | of which renewable hydro generation
7o | of which other non-RES (including CHP non-renewable, waste non-renewable and other not clearly identified generation )
PART B : DATA UNDER NORMAL CONDITIONS
8 | Non-usable capacity at reference point (all power stations including mothballed, authorization & technical & legal constraints, energy source unavailability etc. ) |  |  | 0.39459 | 0.39764 | 0.40209 | 0.40448 | 0.40256 | 0.40301 | 0.40115 | 0.39953 | 0.40138 | 0.40231 | 0.40393 | 0.40768 | 0.4062 | 0.39677 | 0.39312 | 0.39256 | 0.38959 | 0.39001
8a | of which nuclear
8b | of which Lignite
8c | of which Hard Coal
8d | of which Gas
8e | of which Oil
8f | of which Oil Shale
8g | of which Mixed Fuels
8h | of which onshore wind |  |  | 0.38158 | 0.38456 | 0.38897 | 0.39134 | 0.38948 | 0.38982 | 0.38788 | 0.38619 | 0.38793 | 0.38871 | 0.39034 | 0.39389 | 0.39227 | 0.38288 | 0.37913 | 0.37786 | 0.37423 | 0.37434
8i | of which offshore wind |  |  | 0 | 0 | 0 | 0 | 0 | 0 | 0 | 0 | 0 | 0 | 0 | 0 | 0 | 0 | 0 | 0 | 0 | 0
8j | of which Solar |  |  | 0.013009 | 0.013082 | 0.013122 | 0.013146 | 0.013081 | 0.013197 | 0.013267 | 0.013336 | 0.013453 | 0.013602 | 0.013582 | 0.013793 | 0.013931 | 0.013888 | 0.013991 | 0.014702 | 0.015363 | 0.015678
8k | of which Biomass
8l | of which other RES (apart from hydro)
8m | Hydro power (total)
8n | of which renewable hydro generation
8o | of which other non-RES (incl. not clearly identifiable energy sources)
9 | Available capacity (9 = 6 - (7 + 8)) |  |  | 3.2924 | 3.2894 | 3.2849 | 3.2825 | 3.2844 | 3.284 | 3.2859 | 3.2875 | 3.2856 | 3.2847 | 3.2831 | 3.2793 | 3.2808 | 3.2902 | 3.2939 | 3.2944 | 3.2974 | 3.297
10 | Outages: average expected value (all power stations) |  |  | 0.10326 | 0.10326 | 0.10326 | 0.10326 | 0.10326 | 0.10326 | 0.10326 | 0.10326 | 0.10326 | 0.10326 | 0.10326 | 0.10326 | 0.10326 | 0.10326 | 0.10326 | 0.10326 | 0.10326 | 0.10326
11 | System services reserve (one hour ahead of real time) |  |  | 0.4 | 0.4 | 0.4 | 0.4 | 0.4 | 0.4 | 0.4 | 0.4 | 0.4 | 0.4 | 0.4 | 0.4 | 0.4 | 0.4 | 0.4 | 0.4 | 0.4 | 0.4
12 | Reliably available capacity (12 = 9 - (10 + 11)) |  |  | 2.7891 | 2.7861 | 2.7817 | 2.7793 | 2.7812 | 2.7807 | 2.7826 | 2.7842 | 2.7824 | 2.7814 | 2.7798 | 2.7761 | 2.7775 | 2.787 | 2.7906 | 2.7912 | 2.7941 | 2.7937
13 | Load at reference point in time |  |  | 2.15 | 2.18 | 2.1 | 2.1 | 2.23 | 2.67 | 2.48 | 2.88 | 2.41 | 2.23 | 2.49 | 2.25 | 2.24 | 2.36 | 2.06 | 2.24 | 2.06 | 2.09
13b | Population average daily (24h) temperature (degrees Celsius) |  |  | 18.44 | 19.17 | 19.79 | 20.31 | 20.71 | 20.98 | 21.13 | 21.14 | 21.02 | 20.77 | 20.39 | 19.89 | 19.26 | 18.52 | 17.67 | 16.73 | 15.7 | 14.6
14 | Load reduction / load management and strategic reserves available at reference point in time |  |  | 0 | 0 | 0 | 0 | 0 | 0 | 0 | 0 | 0 | 0 | 0 | 0 | 0 | 0 | 0 | 0 | 0 | 0
15 | Net weekly load at reference point in time (15 = 13-14) |  |  | 2.15 | 2.18 | 2.1 | 2.1 | 2.23 | 2.67 | 2.48 | 2.88 | 2.41 | 2.23 | 2.49 | 2.25 | 2.24 | 2.36 | 2.06 | 2.24 | 2.06 | 2.09
16 | Remaining capacity at reference point in time (16 = 12- 15) |  |  | 0.63915 | 0.6061 | 0.68165 | 0.67926 | 0.55118 | 0.11073 | 0.3026 | -0.095786 | 0.37236 | 0.55143 | 0.28982 | 0.52606 | 0.53754 | 0.42697 | 0.73062 | 0.55118 | 0.73415 | 0.70373
B1 | Weekly peak load (unrestricted reference point in time) |  |  | 2.2 | 2.33 | 2.25 | 2.1 | 2.39 | 2.73 | 2.8 | 2.95 | 2.48 | 2.72 | 2.74 | 2.43 | 2.52 | 2.58 | 2.34 | 2.45 | 2.3 | 2.33
B2 | Daily hour of expected weekly peak load (e.g. 21st hour if the peak load is between 20:00 CET to 21:00 CET) |  |  | 22 | 13 | 13 | 12 | 13 | 13 | 14 | 13 | 22 | 14 | 21 | 21 | 21 | 21 | 21 | 21 | 20 | 20
PART C : DATA FOR SEVERE CONDITIONS
17 | Non-usable capacity at reference point (all power stations including mothballed, authorization & technical & legal constraints, energy source unavailability etc. ) |  |  | 0.4145 | 0.41489 | 0.4144 | 0.41412 | 0.41407 | 0.41423 | 0.41404 | 0.41431 | 0.41457 | 0.41505 | 0.41515 | 0.4156 | 0.4163 | 0.4161 | 0.41624 | 0.41771 | 0.41923 | 0.42052
17a | of which nuclear
17b | of which Lignite
17c | of which Hard Coal
17d | of which Gas
17e | of which Oil
17f | of which Oil Shale
17g | of which Mixed Fuels
17h | of which onshore wind |  |  | 0.39878 | 0.39915 | 0.39945 | 0.39939 | 0.3991 | 0.39902 | 0.3991 | 0.39922 | 0.39922 | 0.39933 | 0.39942 | 0.39971 | 0.39962 | 0.39926 | 0.3987 | 0.39878 | 0.39878 | 0.39934
17i | of which offshore wind |  |  | 0 | 0 | 0 | 0 | 0 | 0 | 0 | 0 | 0 | 0 | 0 | 0 | 0 | 0 | 0 | 0 | 0 | 0
17j | of which Solar |  |  | 0.015713 | 0.015735 | 0.014957 | 0.014725 | 0.014969 | 0.015215 | 0.014944 | 0.015089 | 0.015346 | 0.015718 | 0.015735 | 0.015885 | 0.016688 | 0.016832 | 0.017548 | 0.018922 | 0.020449 | 0.021177
17k | of which Biomass
17l | of which other RES (apart from hydro)
17m | Hydro power (total)
17n | of which renewable hydro generation
17o | of which other non-RES (incl. not clearly identifiable energy sources)
18 | Available capacity (18 = 6 - (7 + 17)) |  |  | 3.2725 | 3.2721 | 3.2726 | 3.2729 | 3.2729 | 3.2728 | 3.273 | 3.2727 | 3.2724 | 3.272 | 3.2718 | 3.2714 | 3.2707 | 3.2709 | 3.2708 | 3.2693 | 3.2678 | 3.2665
19 | Outages: average expected value (all power stations) under SEVERE conditions |  |  | 0.10326 | 0.10326 | 0.10326 | 0.10326 | 0.10326 | 0.10326 | 0.10326 | 0.10326 | 0.10326 | 0.10326 | 0.10326 | 0.10326 | 0.10326 | 0.10326 | 0.10326 | 0.10326 | 0.10326 | 0.10326
20 | System services reserve (one hour ahead of real time) under SEVERE conditions |  |  | 0.4 | 0.4 | 0.4 | 0.4 | 0.4 | 0.4 | 0.4 | 0.4 | 0.4 | 0.4 | 0.4 | 0.4 | 0.4 | 0.4 | 0.4 | 0.4 | 0.4 | 0.4
21 | Reliably available capacity under SEVERE conditions (21 = 18 - (19 + 20)) |  |  | 2.7692 | 2.7689 | 2.7693 | 2.7696 | 2.7697 | 2.7695 | 2.7697 | 2.7694 | 2.7692 | 2.7687 | 2.7686 | 2.7681 | 2.7674 | 2.7676 | 2.7675 | 2.766 | 2.7645 | 2.7632
22 | Load at reference point in time (19:00 CET) under SEVERE conditions |  |  | 2.37 | 2.4 | 2.31 | 2.31 | 2.45 | 2.94 | 2.73 | 3.17 | 2.65 | 2.45 | 2.74 | 2.48 | 2.46 | 2.6 | 2.27 | 2.46 | 2.27 | 2.3
23 | Load reduction / load management and strategic reserves available at reference point in time (19:00 CET) under SEVERE conditions |  |  | 0 | 0 | 0 | 0 | 0 | 0 | 0 | 0 | 0 | 0 | 0 | 0 | 0 | 0 | 0 | 0 | 0 | 0
24 | Net weekly peak load for SEVERE conditions (24 = 22-23) |  |  | 2.37 | 2.4 | 2.31 | 2.31 | 2.45 | 2.94 | 2.73 | 3.17 | 2.65 | 2.45 | 2.74 | 2.48 | 2.46 | 2.6 | 2.27 | 2.46 | 2.27 | 2.3
25 | Remaining capacity for SEVERE conditions (25 = 21-24) |  |  | 0.39925 | 0.36886 | 0.45934 | 0.45962 | 0.31967 | -0.17049 | 0.039703 | -0.40057 | 0.11917 | 0.3187 | 0.028592 | 0.28815 | 0.30744 | 0.16765 | 0.4975 | 0.30604 | 0.49451 | 0.46322
C1 | Weekly peak load under SEVERE conditions (unrestricted reference point in time) |  |  | 2.42 | 2.56 | 2.48 | 2.31 | 2.63 | 3 | 3.08 | 3.25 | 2.73 | 2.99 | 3.01 | 2.67 | 2.77 | 2.84 | 2.57 | 2.7 | 2.53 | 2.56
C2 | Daily hour of expected weekly peak load (e.g. 21st hour if the peak load is between 20:00 CET to 21:00 CET) |  |  | 22 | 13 | 13 | 12 | 13 | 13 | 14 | 13 | 22 | 14 | 21 | 21 | 21 | 21 | 21 | 21 | 20 | 20
PART D: ADDITIONAL INFORMATION FOR INTERCONNECTORS
31 | Simultaneous importable capacity |  | From | 2.4 | 2.4 | 2.4 | 2.4 | 2.4 | 2.4 | 2.4 | 2.4 | 2.4 | 2.4 | 2.4 | 2.4 | 2.4 | 2.4 | 2.4 | 2.4 | 2.4 | 2.4
32 | Simultaneous exportable capacity |  | To | 2.3 | 2.3 | 2.3 | 2.3 | 2.3 | 2.3 | 2.3 | 2.3 | 2.3 | 2.3 | 2.3 | 2.3 | 2.3 | 2.3 | 2.3 | 2.3 | 2.3 | 2.3

## GR
Summer Outlook Report 2016 | [21 empty] | Downward load factors modified
| Power Data (all entries are assumed to be >0) |  |  | Countrycode: |  | GR
| (Net values in GW, at a synchronous time every week) |  |  | Countryname: |  | Greece
| The dates are related to Wednesday of each week |  |  | 2016-06-01 | 2016-06-08 | 2016-06-15 | 2016-06-22 | 2016-06-29 | 2016-07-06 | 2016-07-13 | 2016-07-20 | 2016-07-27 | 2016-08-03 | 2016-08-10 | 2016-08-17 | 2016-08-24 | 2016-08-31 | 2016-09-07 | 2016-09-14 | 2016-09-21 | 2016-09-28
| WEEK |  |  | 22 | 23 | 24 | 25 | 26 | 27 | 28 | 29 | 30 | 31 | 32 | 33 | 34 | 35 | 36 | 37 | 38 | 39
| Time (CET) |  |  | 12:00 | 12:00 | 12:00 | 12:00 | 12:00 | 12:00 | 12:00 | 12:00 | 12:00 | 12:00 | 12:00 | 12:00 | 12:00 | 12:00 | 12:00 | 12:00 | 12:00 | 12:00
Line | PART A : INDIGINEOUS NATIONAL GENERATION | Severe Average Outage Rate | Normal Average Outage Rate
Net generating capacity:
1 | Nuclear Power | 0% | 0% | 0 | 0 | 0 | 0 | 0 | 0 | 0 | 0 | 0 | 0 | 0 | 0 | 0 | 0 | 0 | 0 | 0 | 0
2 | Fossil Fuels |  |  | 9.15 | 9.15 | 9.15 | 9.15 | 9.15 | 9.15 | 9.15 | 9.15 | 9.15 | 9.15 | 9.15 | 9.15 | 9.15 | 9.15 | 9.15 | 9.15 | 9.15 | 9.15
2a | of which Lignite | 8% | 7% | 3.92 | 3.92 | 3.92 | 3.92 | 3.92 | 3.92 | 3.92 | 3.92 | 3.92 | 3.92 | 3.92 | 3.92 | 3.92 | 3.92 | 3.92 | 3.92 | 3.92 | 3.92
2b | of which Hard Coal | 0% | 0% | 0 | 0 | 0 | 0 | 0 | 0 | 0 | 0 | 0 | 0 | 0 | 0 | 0 | 0 | 0 | 0 | 0 | 0
2c | of which Gas | 5% | 4% | 5.23 | 5.23 | 5.23 | 5.23 | 5.23 | 5.23 | 5.23 | 5.23 | 5.23 | 5.23 | 5.23 | 5.23 | 5.23 | 5.23 | 5.23 | 5.23 | 5.23 | 5.23
2d | of which Oil | 0% | 0% | 0 | 0 | 0 | 0 | 0 | 0 | 0 | 0 | 0 | 0 | 0 | 0 | 0 | 0 | 0 | 0 | 0 | 0
2e | of which Oil Shale | 0% | 0% | 0 | 0 | 0 | 0 | 0 | 0 | 0 | 0 | 0 | 0 | 0 | 0 | 0 | 0 | 0 | 0 | 0 | 0
2f | of which Mixed Fuels | 0% | 0% | 0 | 0 | 0 | 0 | 0 | 0 | 0 | 0 | 0 | 0 | 0 | 0 | 0 | 0 | 0 | 0 | 0 | 0
3 | Renewable Energy Sources (other than hydro) |  |  | 4.24 | 4.24 | 4.24 | 4.24 | 4.24 | 4.24 | 4.24 | 4.24 | 4.24 | 4.24 | 4.24 | 4.24 | 4.24 | 4.24 | 4.24 | 4.24 | 4.24 | 4.24
3a | of which onshore wind | 4% | 4% | 1.75 | 1.75 | 1.75 | 1.75 | 1.75 | 1.75 | 1.75 | 1.75 | 1.75 | 1.75 | 1.75 | 1.75 | 1.75 | 1.75 | 1.75 | 1.75 | 1.75 | 1.75
3b | of which offshore wind | 0% | 0% | 0 | 0 | 0 | 0 | 0 | 0 | 0 | 0 | 0 | 0 | 0 | 0 | 0 | 0 | 0 | 0 | 0 | 0
3c | of which Solar (PV) | 4% | 3% | 2.44 | 2.44 | 2.44 | 2.44 | 2.44 | 2.44 | 2.44 | 2.44 | 2.44 | 2.44 | 2.44 | 2.44 | 2.44 | 2.44 | 2.44 | 2.44 | 2.44 | 2.44
3d | of which Biomass | 4% | 4% | 0.05 | 0.05 | 0.05 | 0.05 | 0.05 | 0.05 | 0.05 | 0.05 | 0.05 | 0.05 | 0.05 | 0.05 | 0.05 | 0.05 | 0.05 | 0.05 | 0.05 | 0.05
3e | of which other RES (apart from hydro, including tidal, wave, geothermal, waste renewable, CSP,…) | 0% | 0% | 0 | 0 | 0 | 0 | 0 | 0 | 0 | 0 | 0 | 0 | 0 | 0 | 0 | 0 | 0 | 0 | 0 | 0
4 | Hydro power (total) | 4% | 4% | 3.41 | 3.41 | 3.41 | 3.41 | 3.41 | 3.41 | 3.41 | 3.41 | 3.41 | 3.41 | 3.41 | 3.41 | 3.41 | 3.41 | 3.41 | 3.41 | 3.41 | 3.41
4a | of which renewable hydro generation |  |  | 0.23 | 0.23 | 0.23 | 0.23 | 0.23 | 0.23 | 0.23 | 0.23 | 0.23 | 0.23 | 0.23 | 0.23 | 0.23 | 0.23 | 0.23 | 0.23 | 0.23 | 0.23
5 | Other non-RES (incl. not clearly identifiable energy sources) | 4% | 4% | 0.19 | 0.19 | 0.19 | 0.19 | 0.19 | 0.19 | 0.19 | 0.19 | 0.19 | 0.19 | 0.19 | 0.19 | 0.19 | 0.19 | 0.19 | 0.19 | 0.19 | 0.19
6 | Net generating capacity (6 = 1+2+3+4+5) |  |  | 16.99 | 16.99 | 16.99 | 16.99 | 16.99 | 16.99 | 16.99 | 16.99 | 16.99 | 16.99 | 16.99 | 16.99 | 16.99 | 16.99 | 16.99 | 16.99 | 16.99 | 16.99
7 | Maintenance & Overhauls (all power stations) |  |  | 1.09 | 1.09 | 0.693 | 0.493 | 0.238 | 0 | 0 | 0 | 0 | 0 | 0 | 0 | 0.548 | 1.065 | 1.462 | 1.462 | 1.562 | 1.562
7a | of which nuclear |  |  | 0 | 0 | 0 | 0 | 0 | 0 | 0 | 0 | 0 | 0 | 0 | 0 | 0 | 0 | 0 | 0 | 0 | 0
7b | of which Lignite |  |  | 0.552 | 0.552 | 0.255 | 0.255 | 0 | 0 | 0 | 0 | 0 | 0 | 0 | 0 | 0.548 | 0.548 | 0.845 | 0.845 | 0.845 | 0.845
7c | of which Hard Coal |  |  | 0 | 0 | 0 | 0 | 0 | 0 | 0 | 0 | 0 | 0 | 0 | 0 | 0 | 0 | 0 | 0 | 0 | 0
7d | of which Gas |  |  | 0.238 | 0.238 | 0.238 | 0.238 | 0.238 | 0 | 0 | 0 | 0 | 0 | 0 | 0 | 0 | 0.417 | 0.417 | 0.417 | 0.417 | 0.417
7e | of which Oil |  |  | 0 | 0 | 0 | 0 | 0 | 0 | 0 | 0 | 0 | 0 | 0 | 0 | 0 | 0 | 0 | 0 | 0 | 0
7f | of which Oil Shale |  |  | 0 | 0 | 0 | 0 | 0 | 0 | 0 | 0 | 0 | 0 | 0 | 0 | 0 | 0 | 0 | 0 | 0 | 0
7g | of which Mixed Fuels |  |  | 0 | 0 | 0 | 0 | 0 | 0 | 0 | 0 | 0 | 0 | 0 | 0 | 0 | 0 | 0 | 0 | 0 | 0
7h | of which onshore wind |  |  | 0 | 0 | 0 | 0 | 0 | 0 | 0 | 0 | 0 | 0 | 0 | 0 | 0 | 0 | 0 | 0 | 0 | 0
7i | of which offshore wind |  |  | 0 | 0 | 0 | 0 | 0 | 0 | 0 | 0 | 0 | 0 | 0 | 0 | 0 | 0 | 0 | 0 | 0 | 0
7j | of which Solar (PV) |  |  | 0 | 0 | 0 | 0 | 0 | 0 | 0 | 0 | 0 | 0 | 0 | 0 | 0 | 0 | 0 | 0 | 0 | 0
7k | of which Biomass |  |  | 0 | 0 | 0 | 0 | 0 | 0 | 0 | 0 | 0 | 0 | 0 | 0 | 0 | 0 | 0 | 0 | 0 | 0
7l | of which other RES (NO hydro, including tidal, wave, geothermal, waste renewable, CSP,…) |  |  | 0 | 0 | 0 | 0 | 0 | 0 | 0 | 0 | 0 | 0 | 0 | 0 | 0 | 0 | 0 | 0 | 0 | 0
7m | Hydro power (total) |  |  | 0.3 | 0.3 | 0.2 | 0 | 0 | 0 | 0 | 0 | 0 | 0 | 0 | 0 | 0 | 0.1 | 0.2 | 0.2 | 0.3 | 0.3
7n | of which renewable hydro generation |  |  | 0 | 0 | 0 | 0 | 0 | 0 | 0 | 0 | 0 | 0 | 0 | 0 | 0 | 0 | 0 | 0 | 0 | 0
7o | of which other non-RES (including CHP non-renewable, waste non-renewable and other not clearly identified generation ) |  |  | 0 | 0 | 0 | 0 | 0 | 0 | 0 | 0 | 0 | 0 | 0 | 0 | 0 | 0 | 0 | 0 | 0 | 0
PART B : DATA UNDER NORMAL CONDITIONS
8 | Non-usable capacity at reference point (all power stations including mothballed, authorization & technical & legal constraints, energy source unavailability etc. ) |  |  | 3.1545 | 3.1558 | 3.1068 | 3.0891 | 3.1379 | 3.1166 | 3.048 | 3.0412 | 3.0756 | 3.0753 | 3.0693 | 3.0366 | 3.0221 | 3.1079 | 3.1044 | 3.1439 | 3.1709 | 3.1948
8a | of which nuclear |  |  | 0 | 0 | 0 | 0 | 0 | 0 | 0 | 0 | 0 | 0 | 0 | 0 | 0 | 0 | 0 | 0 | 0 | 0
8b | of which Lignite |  |  | 0 | 0 | 0 | 0 | 0 | 0 | 0 | 0 | 0 | 0 | 0 | 0 | 0 | 0 | 0 | 0 | 0 | 0
8c | of which Hard Coal |  |  | 0 | 0 | 0 | 0 | 0 | 0 | 0 | 0 | 0 | 0 | 0 | 0 | 0 | 0 | 0 | 0 | 0 | 0
8d | of which Gas |  |  | 0 | 0 | 0 | 0 | 0 | 0 | 0 | 0 | 0 | 0 | 0 | 0 | 0 | 0 | 0 | 0 | 0 | 0
8e | of which Oil |  |  | 0 | 0 | 0 | 0 | 0 | 0 | 0 | 0 | 0 | 0 | 0 | 0 | 0 | 0 | 0 | 0 | 0 | 0
8f | of which Oil Shale |  |  | 0 | 0 | 0 | 0 | 0 | 0 | 0 | 0 | 0 | 0 | 0 | 0 | 0 | 0 | 0 | 0 | 0 | 0
8g | of which Mixed Fuels |  |  | 0 | 0 | 0 | 0 | 0 | 0 | 0 | 0 | 0 | 0 | 0 | 0 | 0 | 0 | 0 | 0 | 0 | 0
8h | of which onshore wind |  |  | 1.5817 | 1.5787 | 1.5201 | 1.4977 | 1.5342 | 1.5173 | 1.4631 | 1.4542 | 1.4802 | 1.4811 | 1.4814 | 1.4555 | 1.4371 | 1.5108 | 1.5047 | 1.5287 | 1.5354 | 1.5397
8i | of which offshore wind |  |  | 0 | 0 | 0 | 0 | 0 | 0 | 0 | 0 | 0 | 0 | 0 | 0 | 0 | 0 | 0 | 0 | 0 | 0
8j | of which Solar |  |  | 1.0328 | 1.0371 | 1.0467 | 1.0513 | 1.0637 | 1.0592 | 1.045 | 1.047 | 1.0553 | 1.0543 | 1.0479 | 1.0411 | 1.045 | 1.0572 | 1.0597 | 1.0752 | 1.0955 | 1.1151
8k | of which Biomass |  |  | 0 | 0 | 0 | 0 | 0 | 0 | 0 | 0 | 0 | 0 | 0 | 0 | 0 | 0 | 0 | 0 | 0 | 0
8l | of which other RES (apart from hydro) |  |  | 0 | 0 | 0 | 0 | 0 | 0 | 0 | 0 | 0 | 0 | 0 | 0 | 0 | 0 | 0 | 0 | 0 | 0
8m | Hydro power (total) |  |  | 0.5 | 0.5 | 0.5 | 0.5 | 0.5 | 0.5 | 0.5 | 0.5 | 0.5 | 0.5 | 0.5 | 0.5 | 0.5 | 0.5 | 0.5 | 0.5 | 0.5 | 0.5
8n | of which renewable hydro generation |  |  | 0.07 | 0.07 | 0.07 | 0.07 | 0.07 | 0.07 | 0.07 | 0.07 | 0.07 | 0.07 | 0.07 | 0.07 | 0.07 | 0.07 | 0.07 | 0.07 | 0.07 | 0.07
8o | of which other non-RES (incl. not clearly identifiable energy sources) |  |  | 0.04 | 0.04 | 0.04 | 0.04 | 0.04 | 0.04 | 0.04 | 0.04 | 0.04 | 0.04 | 0.04 | 0.04 | 0.04 | 0.04 | 0.04 | 0.04 | 0.04 | 0.04
9 | Available capacity (9 = 6 - (7 + 8)) |  |  | 12.7455 | 12.7442 | 13.1902 | 13.4079 | 13.6141 | 13.8734 | 13.942 | 13.9488 | 13.9144 | 13.9147 | 13.9207 | 13.9534 | 13.4199 | 12.8171 | 12.4236 | 12.3841 | 12.2571 | 12.2332
10 | Outages: average expected value (all power stations) |  |  | 0.59679 | 0.59678 | 0.62362 | 0.63238 | 0.6484 | 0.65873 | 0.66133 | 0.66162 | 0.66033 | 0.66033 | 0.66051 | 0.66175 | 0.62401 | 0.60001 | 0.57539 | 0.57397 | 0.56909 | 0.56833
11 | System services reserve (one hour ahead of real time) |  |  | 0.6 | 0.6 | 0.6 | 0.6 | 0.6 | 0.6 | 0.6 | 0.6 | 0.6 | 0.6 | 0.6 | 0.6 | 0.6 | 0.6 | 0.6 | 0.6 | 0.6 | 0.6
12 | Reliably available capacity (12 = 9 - (10 + 11)) |  |  | 11.5487 | 11.5474 | 11.9666 | 12.1756 | 12.3657 | 12.6147 | 12.6807 | 12.6872 | 12.6541 | 12.6543 | 12.6602 | 12.6917 | 12.1959 | 11.617 | 11.2482 | 11.2101 | 11.088 | 11.0649
13 | Load at reference point in time |  |  | 7.77 | 8.31 | 8.82 | 8.67 | 9.63 | 10.07 | 9.95 | 9.9 | 9.28 | 8.59 | 8.44 | 8.34 | 8.02 | 8 | 7.89 | 7.45 | 6.96 | 6.94
13b | Population average daily (24h) temperature (degrees Celsius) |  |  | 22.57 | 23.57 | 24.49 | 25.29 | 25.96 | 26.5 | 26.89 | 27.12 | 27.2 | 27.11 | 26.87 | 26.48 | 25.93 | 25.25 | 24.44 | 23.52 | 22.51 | 21.42
14 | Load reduction / load management and strategic reserves available at reference point in time |  |  | 0 | 0 | 0 | 0 | 0 | 0 | 0 | 0 | 0 | 0 | 0 | 0 | 0 | 0 | 0 | 0 | 0 | 0
15 | Net weekly load at reference point in time (15 = 13-14) |  |  | 7.77 | 8.31 | 8.82 | 8.67 | 9.63 | 10.07 | 9.95 | 9.9 | 9.28 | 8.59 | 8.44 | 8.34 | 8.02 | 8 | 7.89 | 7.45 | 6.96 | 6.94
16 | Remaining capacity at reference point in time (16 = 12- 15) |  |  | 3.7787 | 3.2374 | 3.1466 | 3.5056 | 2.7357 | 2.5447 | 2.7307 | 2.7872 | 3.3741 | 4.0643 | 4.2202 | 4.3517 | 4.1759 | 3.617 | 3.3582 | 3.7601 | 4.128 | 4.1249
B1 | Weekly peak load (unrestricted reference point in time) |  |  | 7.77 | 8.31 | 8.82 | 8.67 | 9.63 | 10.07 | 9.95 | 9.9 | 9.28 | 8.59 | 8.44 | 8.34 | 8.02 | 8 | 7.89 | 7.45 | 6.96 | 6.94
B2 | Daily hour of expected weekly peak load (e.g. 21st hour if the peak load is between 20:00 CET to 21:00 CET) |  |  | 12:00 CET | 12:00 CET | 12:00 CET | 12:00 CET | 12:00 CET | 13:00 CET | 13:00 CET | 13:00 CET | 13:00 CET | 13:00 CET | 12:00 CET | 12:00 CET | 12:00 CET | 12:00 CET | 12:00 CET | 12:00 CET | 12:00 CET | 12:00 CET
PART C : DATA FOR SEVERE CONDITIONS
17 | Non-usable capacity at reference point (all power stations including mothballed, authorization & technical & legal constraints, energy source unavailability etc. ) |  |  | 3.4778 | 3.4782 | 3.4564 | 3.4318 | 3.4428 | 3.4399 | 3.4115 | 3.4052 | 3.4305 | 3.4651 | 3.4476 | 3.4267 | 3.4528 | 3.4822 | 3.5264 | 3.567 | 3.635 | 3.6786
17a | of which nuclear |  |  | 0 | 0 | 0 | 0 | 0 | 0 | 0 | 0 | 0 | 0 | 0 | 0 | 0 | 0 | 0 | 0 | 0 | 0
17b | of which Lignite |  |  | 0 | 0 | 0 | 0 | 0 | 0 | 0 | 0 | 0 | 0 | 0 | 0 | 0 | 0 | 0 | 0 | 0 | 0
17c | of which Hard Coal |  |  | 0 | 0 | 0 | 0 | 0 | 0 | 0 | 0 | 0 | 0 | 0 | 0 | 0 | 0 | 0 | 0 | 0 | 0
17d | of which Gas |  |  | 0 | 0 | 0 | 0 | 0 | 0 | 0 | 0 | 0 | 0 | 0 | 0 | 0 | 0 | 0 | 0 | 0 | 0
17e | of which Oil |  |  | 0 | 0 | 0 | 0 | 0 | 0 | 0 | 0 | 0 | 0 | 0 | 0 | 0 | 0 | 0 | 0 | 0 | 0
17f | of which Oil Shale |  |  | 0 | 0 | 0 | 0 | 0 | 0 | 0 | 0 | 0 | 0 | 0 | 0 | 0 | 0 | 0 | 0 | 0 | 0
17g | of which Mixed Fuels |  |  | 0 | 0 | 0 | 0 | 0 | 0 | 0 | 0 | 0 | 0 | 0 | 0 | 0 | 0 | 0 | 0 | 0 | 0
17h | of which onshore wind |  |  | 1.7148 | 1.7108 | 1.6889 | 1.6612 | 1.6615 | 1.6615 | 1.6501 | 1.6403 | 1.6514 | 1.6811 | 1.6788 | 1.6581 | 1.6746 | 1.6853 | 1.693 | 1.7011 | 1.7027 | 1.7112
17i | of which offshore wind |  |  | 0 | 0 | 0 | 0 | 0 | 0 | 0 | 0 | 0 | 0 | 0 | 0 | 0 | 0 | 0 | 0 | 0 | 0
17j | of which Solar |  |  | 1.103 | 1.1074 | 1.1075 | 1.1107 | 1.1213 | 1.1183 | 1.1014 | 1.1049 | 1.1191 | 1.124 | 1.1088 | 1.1086 | 1.1182 | 1.1368 | 1.1734 | 1.2059 | 1.2724 | 1.3074
17k | of which Biomass |  |  | 0.02 | 0.02 | 0.02 | 0.02 | 0.02 | 0.02 | 0.02 | 0.02 | 0.02 | 0.02 | 0.02 | 0.02 | 0.02 | 0.02 | 0.02 | 0.02 | 0.02 | 0.02
17l | of which other RES (apart from hydro) |  |  | 0 | 0 | 0 | 0 | 0 | 0 | 0 | 0 | 0 | 0 | 0 | 0 | 0 | 0 | 0 | 0 | 0 | 0
17m | Hydro power (total) |  |  | 0.6 | 0.6 | 0.6 | 0.6 | 0.6 | 0.6 | 0.6 | 0.6 | 0.6 | 0.6 | 0.6 | 0.6 | 0.6 | 0.6 | 0.6 | 0.6 | 0.6 | 0.6
17n | of which renewable hydro generation |  |  | 13% | 13% | 13% | 13% | 13% | 13% | 13% | 13% | 13% | 13% | 13% | 13% | 13% | 13% | 13% | 13% | 13% | 13%
17o | of which other non-RES (incl. not clearly identifiable energy sources) |  |  | 0.04 | 0.04 | 0.04 | 0.04 | 0.04 | 0.04 | 0.04 | 0.04 | 0.04 | 0.04 | 0.04 | 0.04 | 0.04 | 0.04 | 0.04 | 0.04 | 0.04 | 0.04
18 | Available capacity (18 = 6 - (7 + 17)) |  |  | 12.4222 | 12.4218 | 12.8406 | 13.0652 | 13.3092 | 13.5501 | 13.5785 | 13.5848 | 13.5595 | 13.5249 | 13.5424 | 13.5633 | 12.9892 | 12.4428 | 12.0016 | 11.961 | 11.793 | 11.7494
19 | Outages: average expected value (all power stations) under SEVERE conditions |  |  | 0.68153 | 0.68151 | 0.71014 | 0.71913 | 0.73909 | 0.75111 | 0.75224 | 0.75249 | 0.75148 | 0.7501 | 0.75079 | 0.75163 | 0.70675 | 0.68072 | 0.65119 | 0.64957 | 0.64285 | 0.64111
20 | System services reserve (one hour ahead of real time) under SEVERE conditions |  |  | 0.7 | 0.7 | 0.7 | 0.7 | 0.7 | 0.7 | 0.7 | 0.7 | 0.7 | 0.7 | 0.7 | 0.7 | 0.7 | 0.7 | 0.7 | 0.7 | 0.7 | 0.7
21 | Reliably available capacity under SEVERE conditions (21 = 18 - (19 + 20)) |  |  | 11.0406 | 11.0403 | 11.4304 | 11.646 | 11.8701 | 12.099 | 12.1262 | 12.1323 | 12.108 | 12.0748 | 12.0916 | 12.1116 | 11.5825 | 11.0621 | 10.6504 | 10.6114 | 10.4501 | 10.4083
22 | Load at reference point in time (19:00 CET) under SEVERE conditions |  |  | 8.0365 | 8.595 | 9.1225 | 8.9674 | 9.9603 | 10.4154 | 10.2913 | 10.2396 | 9.5983 | 8.8846 | 8.7295 | 8.6261 | 8.2951 | 8.2744 | 8.1606 | 7.7055 | 7.1987 | 7.178
23 | Load reduction / load management and strategic reserves available at reference point in time (19:00 CET) under SEVERE conditions |  |  | 0 | 0 | 0 | 0 | 0 | 0 | 0 | 0 | 0 | 0 | 0 | 0 | 0 | 0 | 0 | 0 | 0 | 0
24 | Net weekly peak load for SEVERE conditions (24 = 22-23) |  |  | 8.0365 | 8.595 | 9.1225 | 8.9674 | 9.9603 | 10.4154 | 10.2913 | 10.2396 | 9.5983 | 8.8846 | 8.7295 | 8.6261 | 8.2951 | 8.2744 | 8.1606 | 7.7055 | 7.1987 | 7.178
25 | Remaining capacity for SEVERE conditions (25 = 21-24) |  |  | 3.0041 | 2.4453 | 2.3079 | 2.6787 | 1.9098 | 1.6836 | 1.8349 | 1.8928 | 2.5097 | 3.1902 | 3.3621 | 3.4856 | 3.2874 | 2.7877 | 2.4898 | 2.9059 | 3.2514 | 3.2302
C1 | Weekly peak load under SEVERE conditions (unrestricted reference point in time) |  |  | 8.0365 | 8.595 | 9.1225 | 8.9674 | 9.9603 | 10.4154 | 10.2913 | 10.2396 | 9.5983 | 8.8846 | 8.7295 | 8.6261 | 8.2951 | 8.2744 | 8.1606 | 7.7055 | 7.1987 | 7.178
C2 | Daily hour of expected weekly peak load (e.g. 21st hour if the peak load is between 20:00 CET to 21:00 CET) |  |  | 12:00 CET | 12:00 CET | 12:00 CET | 12:00 CET | 12:00 CET | 13:00 CET | 13:00 CET | 13:00 CET | 13:00 CET | 13:00 CET | 12:00 CET | 12:00 CET | 12:00 CET | 12:00 CET | 12:00 CET | 12:00 CET | 12:00 CET | 12:00 CET
PART D: ADDITIONAL INFORMATION FOR INTERCONNECTORS
31 | Simultaneous importable capacity |  | From | 1.12 | 1.12 | 1.87 | 1.87 | 1.87 | 1.87 | 1.87 | 1.87 | 1.87 | 1.87 | 1.87 | 1.87 | 1.87 | 1.87 | 1.87 | 1.62 | 1.87 | 1.87
32 | Simultaneous exportable capacity |  | To | 1.17 | 1.17 | 1.92 | 1.92 | 1.92 | 1.92 | 1.92 | 1.92 | 1.92 | 1.92 | 1.92 | 1.92 | 1.92 | 1.92 | 1.92 | 1.67 | 1.92 | 1.92

## GB
Summer Outlook Report 2016 | [21 empty] | Downward load factors modified
| Power Data (all entries are assumed to be >0) |  |  | Countrycode: |  | GB
| (Net values in GW, at a synchronous time every week) |  |  | Countryname: |  | Great Britain
| The dates are related to Wednesday of each week |  |  | 2016-06-01 | 2016-06-08 | 2016-06-15 | 2016-06-22 | 2016-06-29 | 2016-07-06 | 2016-07-13 | 2016-07-20 | 2016-07-27 | 2016-08-03 | 2016-08-10 | 2016-08-17 | 2016-08-24 | 2016-08-31 | 2016-09-07 | 2016-09-14 | 2016-09-21 | 2016-09-28
| WEEK |  |  | 22 | 23 | 24 | 25 | 26 | 27 | 28 | 29 | 30 | 31 | 32 | 33 | 34 | 35 | 36 | 37 | 38 | 39
| Time (CET) |  |  | 12:00 | 12:00 | 12:00 | 12:00 | 12:00 | 12:00 | 12:00 | 12:00 | 12:00 | 12:00 | 12:00 | 12:00 | 12:00 | 12:00 | 12:00 | 12:00 | 12:00 | 12:00
Line | PART A : INDIGINEOUS NATIONAL GENERATION | Severe Average Outage Rate | Normal Average Outage Rate
Net generating capacity:
1 | Nuclear Power | 12% | 12% | 9.14 | 9.14 | 9.14 | 9.14 | 9.14 | 9.14 | 9.14 | 9.14 | 9.14 | 9.14 | 9.14 | 9.14 | 9.14 | 9.14 | 9.14 | 9.14 | 9.14 | 9.14
2 | Fossil Fuels |  |  | 45.39 | 45.39 | 45.39 | 45.39 | 45.39 | 45.39 | 45.39 | 45.39 | 45.39 | 45.39 | 45.39 | 45.39 | 45.39 | 45.39 | 46.27 | 46.27 | 46.27 | 46.27
2a | of which Lignite | 0% | 0% | 0 | 0 | 0 | 0 | 0 | 0 | 0 | 0 | 0 | 0 | 0 | 0 | 0 | 0 | 0 | 0 | 0 | 0
2b | of which Hard Coal | 14% | 14% | 17.07 | 17.07 | 17.07 | 17.07 | 17.07 | 17.07 | 17.07 | 17.07 | 17.07 | 17.07 | 17.07 | 17.07 | 17.07 | 17.07 | 17.07 | 17.07 | 17.07 | 17.07
2c | of which Gas | 12% | 12% | 27.41 | 27.41 | 27.41 | 27.41 | 27.41 | 27.41 | 27.41 | 27.41 | 27.41 | 27.41 | 27.41 | 27.41 | 27.41 | 27.41 | 28.29 | 28.29 | 28.29 | 28.29
2d | of which Oil | 5% | 5% | 0.91 | 0.91 | 0.91 | 0.91 | 0.91 | 0.91 | 0.91 | 0.91 | 0.91 | 0.91 | 0.91 | 0.91 | 0.91 | 0.91 | 0.91 | 0.91 | 0.91 | 0.91
2e | of which Oil Shale | 0% | 0% | 0 | 0 | 0 | 0 | 0 | 0 | 0 | 0 | 0 | 0 | 0 | 0 | 0 | 0 | 0 | 0 | 0 | 0
2f | of which Mixed Fuels | 0% | 0% | 0 | 0 | 0 | 0 | 0 | 0 | 0 | 0 | 0 | 0 | 0 | 0 | 0 | 0 | 0 | 0 | 0 | 0
3 | Renewable Energy Sources (other than hydro) |  |  | 10.83 | 10.83 | 10.83 | 10.83 | 10.83 | 10.83 | 10.83 | 10.83 | 10.83 | 10.83 | 10.83 | 10.83 | 10.83 | 10.83 | 10.83 | 10.83 | 10.83 | 10.83
3a | of which onshore wind | 0% | 0% | 4.4 | 4.4 | 4.4 | 4.4 | 4.4 | 4.4 | 4.4 | 4.4 | 4.4 | 4.4 | 4.4 | 4.4 | 4.4 | 4.4 | 4.4 | 4.4 | 4.4 | 4.4
3b | of which offshore wind | 0% | 0% | 4.4 | 4.4 | 4.4 | 4.4 | 4.4 | 4.4 | 4.4 | 4.4 | 4.4 | 4.4 | 4.4 | 4.4 | 4.4 | 4.4 | 4.4 | 4.4 | 4.4 | 4.4
3c | of which Solar (PV) | 0% | 0% | 0 | 0 | 0 | 0 | 0 | 0 | 0 | 0 | 0 | 0 | 0 | 0 | 0 | 0 | 0 | 0 | 0 | 0
3d | of which Biomass | 14% | 14% | 2.03 | 2.03 | 2.03 | 2.03 | 2.03 | 2.03 | 2.03 | 2.03 | 2.03 | 2.03 | 2.03 | 2.03 | 2.03 | 2.03 | 2.03 | 2.03 | 2.03 | 2.03
3e | of which other RES (apart from hydro, including tidal, wave, geothermal, waste renewable, CSP,…) | 0% | 0% | 0 | 0 | 0 | 0 | 0 | 0 | 0 | 0 | 0 | 0 | 0 | 0 | 0 | 0 | 0 | 0 | 0 | 0
4 | Hydro power (total) | 5% | 5% | 3.92 | 3.92 | 3.92 | 3.92 | 3.92 | 3.92 | 3.92 | 3.92 | 3.92 | 3.92 | 3.92 | 3.92 | 3.92 | 3.92 | 3.92 | 3.92 | 3.92 | 3.92
4a | of which renewable hydro generation |  |  | 1.09 | 1.09 | 1.09 | 1.09 | 1.09 | 1.09 | 1.09 | 1.09 | 1.09 | 1.09 | 1.09 | 1.09 | 1.09 | 1.09 | 1.09 | 1.09 | 1.09 | 1.09
5 | Other non-RES (incl. not clearly identifiable energy sources) | 0% | 0% | 0 | 0 | 0 | 0 | 0 | 0 | 0 | 0 | 0 | 0 | 0 | 0 | 0 | 0 | 0 | 0 | 0 | 0
6 | Net generating capacity (6 = 1+2+3+4+5) |  |  | 69.28 | 69.28 | 69.28 | 69.28 | 69.28 | 69.28 | 69.28 | 69.28 | 69.28 | 69.28 | 69.28 | 69.28 | 69.28 | 69.28 | 70.16 | 70.16 | 70.16 | 70.16
7 | Maintenance & Overhauls (all power stations) |  |  | 11.988 | 11.748 | 13.676 | 14.435 | 15.589 | 16.672 | 16.667 | 15.051 | 15.528 | 15.513 | 13.838 | 13.751 | 13.72 | 14.357 | 14.536 | 13.891 | 13.929 | 12.11
7a | of which nuclear |  |  | 1.327 | 1.439 | 1.571 | 1.77 | 1.328 | 1.134 | 1.285 | 0.797 | 1.678 | 1.338 | 1 | 0.683 | 0.341 | 0.65 | 1.221 | 1.425 | 0.88 | 1.403
7b | of which Lignite
7c | of which Hard Coal |  |  | 8.335 | 7.69 | 8.175 | 8.175 | 8.655 | 9.638 | 10.108 | 9.608 | 9.108 | 8.628 | 8.128 | 7.643 | 7.643 | 7.643 | 7.201 | 6.681 | 6.184 | 5.207
7d | of which Gas |  |  | 1.822 | 1.552 | 3.023 | 3.676 | 4.483 | 4.797 | 4.193 | 3.465 | 3.565 | 4.082 | 3.245 | 4.605 | 5.204 | 5.414 | 5.427 | 5.098 | 6.028 | 5.146
7e | of which Oil |  |  | 0.208 | 0.208 | 0.068 | 0.068 | 0.068 | 0.068 | 0.068 | 0.068 | 0.068 | 0.068 | 0.068 | 0.068 | 0.068 | 0.068 | 0.068 | 0.068 | 0.068 | 0.034
7f | of which Oil Shale
7g | of which Mixed Fuels
7h | of which onshore wind
7i | of which offshore wind
7j | of which Solar (PV)
7k | of which Biomass |  |  | 0 | 0.645 | 0.645 | 0.645 | 0.645 | 0.645 | 0.645 | 0.645 | 0.645 | 0.645 | 0.645 | 0 | 0 | 0 | 0 | 0 | 0 | 0
7l | of which other RES (NO hydro, including tidal, wave, geothermal, waste renewable, CSP,…)
7m | Hydro power (total) |  |  | 0.296 | 0.214 | 0.194 | 0.101 | 0.41 | 0.39 | 0.368 | 0.468 | 0.464 | 0.752 | 0.752 | 0.752 | 0.464 | 0.582 | 0.619 | 0.619 | 0.769 | 0.32
7n | of which renewable hydro generation
7o | of which other non-RES (including CHP non-renewable, waste non-renewable and other not clearly identified generation )
PART B : DATA UNDER NORMAL CONDITIONS
8 | Non-usable capacity at reference point (all power stations including mothballed, authorization & technical & legal constraints, energy source unavailability etc. ) |  |  | 7.392 | 7.392 | 7.392 | 7.392 | 7.392 | 7.392 | 7.392 | 7.392 | 7.392 | 7.392 | 7.392 | 7.392 | 7.392 | 7.392 | 7.392 | 7.392 | 7.392 | 7.392
8a | of which nuclear
8b | of which Lignite
8c | of which Hard Coal
8d | of which Gas
8e | of which Oil
8f | of which Oil Shale
8g | of which Mixed Fuels
8h | of which onshore wind |  |  | 3.696 | 3.696 | 3.696 | 3.696 | 3.696 | 3.696 | 3.696 | 3.696 | 3.696 | 3.696 | 3.696 | 3.696 | 3.696 | 3.696 | 3.696 | 3.696 | 3.696 | 3.696
8i | of which offshore wind |  |  | 3.696 | 3.696 | 3.696 | 3.696 | 3.696 | 3.696 | 3.696 | 3.696 | 3.696 | 3.696 | 3.696 | 3.696 | 3.696 | 3.696 | 3.696 | 3.696 | 3.696 | 3.696
8j | of which Solar |  |  | 0 | 0 | 0 | 0 | 0 | 0 | 0 | 0 | 0 | 0 | 0 | 0 | 0 | 0 | 0 | 0 | 0 | 0
8k | of which Biomass
8l | of which other RES (apart from hydro)
8m | Hydro power (total)
8n | of which renewable hydro generation
8o | of which other non-RES (incl. not clearly identifiable energy sources)
9 | Available capacity (9 = 6 - (7 + 8)) |  |  | 49.9 | 50.14 | 48.212 | 47.453 | 46.299 | 45.216 | 45.221 | 46.837 | 46.36 | 46.375 | 48.05 | 48.137 | 48.168 | 47.531 | 48.232 | 48.877 | 48.839 | 50.658
10 | Outages: average expected value (all power stations) |  |  | 5.7315 | 5.7546 | 5.5023 | 5.4047 | 5.2783 | 5.1273 | 5.1169 | 5.3278 | 5.2803 | 5.3119 | 5.5229 | 5.5559 | 5.5395 | 5.4713 | 5.5668 | 5.6546 | 5.6705 | 5.8745
11 | System services reserve (one hour ahead of real time) |  |  | 3 | 3 | 3 | 3 | 3 | 3 | 3 | 3 | 3 | 3 | 3 | 3 | 3 | 3 | 3 | 3 | 3 | 3
12 | Reliably available capacity (12 = 9 - (10 + 11)) |  |  | 41.1685 | 41.3854 | 39.7097 | 39.0483 | 38.0207 | 37.0887 | 37.1041 | 38.5092 | 38.0797 | 38.0631 | 39.5271 | 39.5811 | 39.6285 | 39.0597 | 39.6651 | 40.2223 | 40.1685 | 41.7835
13 | Load at reference point in time |  |  | 35.5 | 35.3 | 35.1 | 35.2 | 35.3 | 35 | 35.2 | 34.1 | 34.3 | 34.5 | 35.3 | 35.8 | 36 | 37.2 | 38.1 | 39.4 | 40.6 | 41.7
13b | Population average daily (24h) temperature (degrees Celsius) |  |  | 14.05 | 14.69 | 15.28 | 15.79 | 16.22 | 16.57 | 16.82 | 16.97 | 17.01 | 16.95 | 16.79 | 16.52 | 16.14 | 15.68 | 15.12 | 14.49 | 13.79 | 13.03
14 | Load reduction / load management and strategic reserves available at reference point in time |  |  | 0 | 0 | 0 | 0 | 0 | 0 | 0 | 0 | 0 | 0 | 0 | 0 | 0 | 0 | 0 | 0 | 0 | 0
15 | Net weekly load at reference point in time (15 = 13-14) |  |  | 35.5 | 35.3 | 35.1 | 35.2 | 35.3 | 35 | 35.2 | 34.1 | 34.3 | 34.5 | 35.3 | 35.8 | 36 | 37.2 | 38.1 | 39.4 | 40.6 | 41.7
16 | Remaining capacity at reference point in time (16 = 12- 15) |  |  | 5.6685 | 6.0854 | 4.6097 | 3.8483 | 2.7207 | 2.0887 | 1.9041 | 4.4092 | 3.7797 | 3.5631 | 4.2271 | 3.7811 | 3.6285 | 1.8597 | 1.5651 | 0.82235 | -0.43153 | 0.08346
B1 | Weekly peak load (unrestricted reference point in time) |  |  | 35.5 | 35.3 | 35.1 | 35.2 | 35.3 | 35 | 35.2 | 34.1 | 34.3 | 34.5 | 35.3 | 35.8 | 36 | 37.2 | 38.1 | 39.4 | 40.6 | 41.7
B2 | Daily hour of expected weekly peak load (e.g. 21st hour if the peak load is between 20:00 CET to 21:00 CET) |  |  | 13 | 13 | 13 | 13 | 13 | 13 | 13 | 13 | 13 | 13 | 13 | 13 | 13 | 13 | 13 | 13 | 13 | 13
PART C : DATA FOR SEVERE CONDITIONS
17 | Non-usable capacity at reference point (all power stations including mothballed, authorization & technical & legal constraints, energy source unavailability etc. ) |  |  | 8.096 | 8.096 | 8.096 | 8.096 | 8.096 | 8.096 | 8.096 | 8.096 | 8.096 | 8.096 | 8.096 | 8.096 | 8.096 | 8.096 | 8.096 | 8.096 | 8.096 | 8.096
17a | of which nuclear
17b | of which Lignite
17c | of which Hard Coal
17d | of which Gas
17e | of which Oil
17f | of which Oil Shale
17g | of which Mixed Fuels
17h | of which onshore wind |  |  | 4.048 | 4.048 | 4.048 | 4.048 | 4.048 | 4.048 | 4.048 | 4.048 | 4.048 | 4.048 | 4.048 | 4.048 | 4.048 | 4.048 | 4.048 | 4.048 | 4.048 | 4.048
17i | of which offshore wind |  |  | 4.048 | 4.048 | 4.048 | 4.048 | 4.048 | 4.048 | 4.048 | 4.048 | 4.048 | 4.048 | 4.048 | 4.048 | 4.048 | 4.048 | 4.048 | 4.048 | 4.048 | 4.048
17j | of which Solar |  |  | 0 | 0 | 0 | 0 | 0 | 0 | 0 | 0 | 0 | 0 | 0 | 0 | 0 | 0 | 0 | 0 | 0 | 0
17k | of which Biomass
17l | of which other RES (apart from hydro)
17m | Hydro power (total) |  |  | 0.2725 | 0.2725 | 0.2725 | 0.2725 | 0.2725 | 0.2725 | 0.2725 | 0.2725 | 0.2725 | 0.2725 | 0.2725 | 0.2725 | 0.2725 | 0.2725 | 0.2725 | 0.2725 | 0.2725 | 0.2725
17n | of which renewable hydro generation |  |  | 0.2725 | 0.2725 | 0.2725 | 0.2725 | 0.2725 | 0.2725 | 0.2725 | 0.2725 | 0.2725 | 0.2725 | 0.2725 | 0.2725 | 0.2725 | 0.2725 | 0.2725 | 0.2725 | 0.2725 | 0.2725
17o | of which other non-RES (incl. not clearly identifiable energy sources)
18 | Available capacity (18 = 6 - (7 + 17)) |  |  | 49.196 | 49.436 | 47.508 | 46.749 | 45.595 | 44.512 | 44.517 | 46.133 | 45.656 | 45.671 | 47.346 | 47.433 | 47.464 | 46.827 | 47.528 | 48.173 | 48.135 | 49.954
19 | Outages: average expected value (all power stations) under SEVERE conditions |  |  | 5.7315 | 5.7546 | 5.5023 | 5.4047 | 5.2783 | 5.1273 | 5.1169 | 5.3278 | 5.2803 | 5.3119 | 5.5229 | 5.5559 | 5.5395 | 5.4713 | 5.5668 | 5.6546 | 5.6705 | 5.8745
20 | System services reserve (one hour ahead of real time) under SEVERE conditions |  |  | 3.3 | 3.3 | 3.3 | 3.3 | 3.3 | 3.3 | 3.3 | 3.3 | 3.3 | 3.3 | 3.3 | 3.3 | 3.3 | 3.3 | 3.3 | 3.3 | 3.3 | 3.3
21 | Reliably available capacity under SEVERE conditions (21 = 18 - (19 + 20)) |  |  | 40.1645 | 40.3814 | 38.7057 | 38.0443 | 37.0167 | 36.0847 | 36.1001 | 37.5052 | 37.0757 | 37.0591 | 38.5231 | 38.5771 | 38.6245 | 38.0557 | 38.6611 | 39.2183 | 39.1645 | 40.7795
22 | Load at reference point in time (19:00 CET) under SEVERE conditions |  |  | 37 | 36.8 | 36.6 | 36.7 | 36.8 | 36.5 | 36.7 | 35.6 | 35.8 | 36 | 36.8 | 37.3 | 37.5 | 38.7 | 39.6 | 40.9 | 42.1 | 43.2
23 | Load reduction / load management and strategic reserves available at reference point in time (19:00 CET) under SEVERE conditions |  |  | 0 | 0 | 0 | 0 | 0 | 0 | 0 | 0 | 0 | 0 | 0 | 0 | 0 | 0 | 0 | 0 | 0 | 0
24 | Net weekly peak load for SEVERE conditions (24 = 22-23) |  |  | 37 | 36.8 | 36.6 | 36.7 | 36.8 | 36.5 | 36.7 | 35.6 | 35.8 | 36 | 36.8 | 37.3 | 37.5 | 38.7 | 39.6 | 40.9 | 42.1 | 43.2
25 | Remaining capacity for SEVERE conditions (25 = 21-24) |  |  | 3.1645 | 3.5814 | 2.1057 | 1.3443 | 0.21672 | -0.41526 | -0.59992 | 1.9052 | 1.2757 | 1.0591 | 1.7231 | 1.2771 | 1.1245 | -0.6443 | -0.93885 | -1.6817 | -2.9355 | -2.4205
C1 | Weekly peak load under SEVERE conditions (unrestricted reference point in time) |  |  | 37 | 36.8 | 36.6 | 36.7 | 36.8 | 36.5 | 36.7 | 35.6 | 35.8 | 36 | 36.8 | 37.3 | 37.5 | 38.7 | 39.6 | 40.9 | 42.1 | 43.2
C2 | Daily hour of expected weekly peak load (e.g. 21st hour if the peak load is between 20:00 CET to 21:00 CET) |  |  | 13 | 13 | 13 | 13 | 13 | 13 | 13 | 13 | 13 | 13 | 13 | 13 | 13 | 13 | 13 | 13 | 13 | 13
PART D: ADDITIONAL INFORMATION FOR INTERCONNECTORS Transportable capacity at evening peak conditions
31 | Simultaneous importable capacity |  | From | 4 | 4 | 4 | 4 | 4 | 4 | 4 | 4 | 4 | 4 | 4 | 4 | 4 | 4 | 4 | 4 | 4 | 4
32 | Simultaneous exportable capacity |  | To | 4 | 4 | 4 | 4 | 4 | 4 | 4 | 4 | 4 | 4 | 4 | 4 | 4 | 4 | 4 | 4 | 4 | 4

## FR
Summer Outlook Report 2016 | [21 empty] | Downward load factors modified
| Power Data (all entries are assumed to be >0) |  |  | Countrycode: |  | FR
| (Net values in GW, at a synchronous time every week) |  |  | Countryname: |  | France
| The dates are related to Wednesday of each week |  |  | 2016-06-01 | 2016-06-08 | 2016-06-15 | 2016-06-22 | 2016-06-29 | 2016-07-06 | 2016-07-13 | 2016-07-20 | 2016-07-27 | 2016-08-03 | 2016-08-10 | 2016-08-17 | 2016-08-24 | 2016-08-31 | 2016-09-07 | 2016-09-14 | 2016-09-21 | 2016-09-28
| WEEK |  |  | 22 | 23 | 24 | 25 | 26 | 27 | 28 | 29 | 30 | 31 | 32 | 33 | 34 | 35 | 36 | 37 | 38 | 39
| Time (CET) |  |  | 12:00 | 12:00 | 12:00 | 12:00 | 12:00 | 12:00 | 12:00 | 12:00 | 12:00 | 12:00 | 12:00 | 12:00 | 12:00 | 12:00 | 12:00 | 12:00 | 12:00 | 12:00
Line | PART A : INDIGINEOUS NATIONAL GENERATION | Severe Average Outage Rate | Normal Average Outage Rate
Net generating capacity:
1 | Nuclear Power | 0% | 0% | 63.13 | 63.13 | 63.13 | 63.13 | 63.13 | 63.13 | 63.13 | 63.13 | 63.13 | 63.13 | 63.13 | 63.13 | 63.13 | 63.13 | 63.13 | 63.13 | 63.13 | 63.13
2 | Fossil Fuels |  |  | 13.415 | 13.415 | 13.415 | 13.415 | 13.415 | 13.415 | 13.415 | 13.415 | 13.415 | 13.415 | 13.415 | 13.415 | 13.415 | 13.415 | 13.415 | 13.415 | 13.415 | 13.415
2a | of which Lignite | 0% | 0%
2b | of which Hard Coal | 0% | 0% | 2.91 | 2.91 | 2.91 | 2.91 | 2.91 | 2.91 | 2.91 | 2.91 | 2.91 | 2.91 | 2.91 | 2.91 | 2.91 | 2.91 | 2.91 | 2.91 | 2.91 | 2.91
2c | of which Gas | 0% | 0% | 5.73 | 5.73 | 5.73 | 5.73 | 5.73 | 5.73 | 5.73 | 5.73 | 5.73 | 5.73 | 5.73 | 5.73 | 5.73 | 5.73 | 5.73 | 5.73 | 5.73 | 5.73
2d | of which Oil | 0% | 0% | 4.775 | 4.775 | 4.775 | 4.775 | 4.775 | 4.775 | 4.775 | 4.775 | 4.775 | 4.775 | 4.775 | 4.775 | 4.775 | 4.775 | 4.775 | 4.775 | 4.775 | 4.775
2e | of which Oil Shale | 0% | 0%
2f | of which Mixed Fuels | 0% | 0%
3 | Renewable Energy Sources (other than hydro) |  |  | 17.037 | 17.037 | 17.037 | 17.037 | 17.12 | 17.17 | 17.17 | 17.17 | 17.17 | 17.313 | 17.313 | 17.313 | 17.313 | 17.397 | 17.457 | 17.457 | 17.457 | 17.54
3a | of which onshore wind | 0% | 0% | 10.537 | 10.537 | 10.537 | 10.537 | 10.62 | 10.62 | 10.62 | 10.62 | 10.62 | 10.703 | 10.703 | 10.703 | 10.703 | 10.787 | 10.787 | 10.787 | 10.787 | 10.87
3b | of which offshore wind | 0% | 0%
3c | of which Solar (PV) | 0% | 0% | 6.5 | 6.5 | 6.5 | 6.5 | 6.5 | 6.55 | 6.55 | 6.55 | 6.55 | 6.61 | 6.61 | 6.61 | 6.61 | 6.61 | 6.67 | 6.67 | 6.67 | 6.67
3d | of which Biomass | 0% | 0%
3e | of which other RES (apart from hydro, including tidal, wave, geothermal, waste renewable, CSP,…) | 0% | 0%
4 | Hydro power (total) | 0% | 0% | 25.43 | 25.43 | 25.43 | 25.43 | 25.43 | 25.43 | 25.43 | 25.43 | 25.43 | 25.43 | 25.43 | 25.43 | 25.43 | 25.43 | 25.43 | 25.43 | 25.43 | 25.43
4a | of which renewable hydro generation |  |  | 4.2 | 4.2 | 4.2 | 4.2 | 4.2 | 4.2 | 4.2 | 4.2 | 4.2 | 4.2 | 4.2 | 4.2 | 4.2 | 4.2 | 4.2 | 4.2 | 4.2 | 4.2
5 | Other non-RES (incl. not clearly identifiable energy sources) | 0% | 0% | 5.8429 | 5.8429 | 5.8429 | 5.3184 | 5.2726 | 5.7629 | 5.7629 | 5.7629 | 5.7629 | 5.5549 | 5.5549 | 5.5549 | 5.5549 | 5.4589 | 5.1346 | 5.1346 | 5.3508 | 5.2035
6 | Net generating capacity (6 = 1+2+3+4+5) |  |  | 124.8549 | 124.8549 | 124.8549 | 124.3304 | 124.3676 | 124.9079 | 124.9079 | 124.9079 | 124.9079 | 124.8429 | 124.8429 | 124.8429 | 124.8429 | 124.8309 | 124.5666 | 124.5666 | 124.7828 | 124.7185
7 | Maintenance & Overhauls (all power stations) |  |  | 23.938 | 21.113 | 20.273 | 22.299 | 20.3289 | 19.7849 | 21.2099 | 23.608 | 23.618 | 24.37 | 21.71 | 21.4869 | 17.4869 | 17.8979 | 18.839 | 20.222 | 18.167 | 17.44
7a | of which nuclear |  |  | 16.205 | 13.56 | 12.72 | 14.51 | 13.01 | 13.01 | 13.855 | 16.06 | 16.07 | 17.4 | 15.18 | 14.25 | 10.69 | 11.595 | 13.425 | 14.94 | 13.115 | 12.175
7b | of which Lignite
7c | of which Hard Coal |  |  | 2.33 | 2.33 | 2.33 | 1.75 | 1.75 | 1.75 | 2.33 | 2.33 | 2.33 | 1.74 | 1.74 | 1.74 | 1.74 | 1.16 | 1.16 | 1.16 | 1.16 | 1.16
7d | of which Gas |  |  | 2.143 | 1.708 | 1.708 | 2.136 | 1.9149 | 1.9149 | 1.9149 | 1.708 | 1.708 | 1.72 | 1.28 | 1.9009 | 1.4609 | 1.4609 | 0.227 | 0.181 | 0.181 | 0
7e | of which Oil |  |  | 3.11 | 3.365 | 3.365 | 3.195 | 3.11 | 3.11 | 3.11 | 3.51 | 3.51 | 3.51 | 3.51 | 3.596 | 3.596 | 3.682 | 3.682 | 3.596 | 3.596 | 3.596
7f | of which Oil Shale
7g | of which Mixed Fuels
7h | of which onshore wind
7i | of which offshore wind
7j | of which Solar (PV)
7k | of which Biomass
7l | of which other RES (NO hydro, including tidal, wave, geothermal, waste renewable, CSP,…)
7m | Hydro power (total)
7n | of which renewable hydro generation
7o | of which other non-RES (including CHP non-renewable, waste non-renewable and other not clearly identified generation ) |  |  | 0.15 | 0.15 | 0.15 | 0.708 | 0.544 | 0 | 0 | 0 | 0 | 0 | 0 | 0 | 0 | 0 | 0.345 | 0.345 | 0.115 | 0.509
PART B : DATA UNDER NORMAL CONDITIONS
8 | Non-usable capacity at reference point (all power stations including mothballed, authorization & technical & legal constraints, energy source unavailability etc. ) |  |  | 28.8472 | 29.3149 | 30.0677 | 28.9384 | 30.3572 | 30.8167 | 31.5848 | 31.6704 | 32.3393 | 33.0329 | 35.909 | 36.1793 | 37.3548 | 36.5566 | 35.1393 | 35.1702 | 36.9181 | 36.9691
8a | of which nuclear |  |  | 3.6318 | 4.2675 | 4.3358 | 3.634 | 4.2094 | 4.4189 | 4.827 | 3.9378 | 4.0761 | 4.0757 | 5.7769 | 5.9037 | 7.4266 | 6.2641 | 5.0812 | 4.7151 | 5.7263 | 5.9041
8b | of which Lignite
8c | of which Hard Coal |  |  | 0.0754 | 0.0754 | 0.0754 | 0.145 | 0.145 | 0.145 | 0.0754 | 0.0754 | 0.0754 | 0.1226 | 0.1226 | 0.1226 | 0.1226 | 0.1922 | 0.1922 | 0.1922 | 0.1748 | 0.1748
8d | of which Gas |  |  | 0.2641 | 0.2946 | 0.2946 | 0.2603 | 0.2801 | 0.2801 | 0.2801 | 0.2946 | 0.2946 | 0.3156 | 0.3288 | 0.2993 | 0.3125 | 0.3125 | 0.382 | 0.3852 | 0.3797 | 0.396
8e | of which Oil |  |  | 0.1225 | 0.1064 | 0.1064 | 0.1183 | 0.1225 | 0.1225 | 0.1225 | 0.08 | 0.08 | 0.08 | 0.08 | 0.074 | 0.074 | 0.0697 | 0.0697 | 0.074 | 0.0673 | 0.0673
8f | of which Oil Shale
8g | of which Mixed Fuels
8h | of which onshore wind |  |  | 9.5038 | 9.6241 | 9.6651 | 9.7013 | 9.8677 | 9.7123 | 9.5615 | 9.7571 | 9.9257 | 9.9816 | 9.9867 | 10.0037 | 9.8748 | 9.8683 | 9.8627 | 9.7865 | 9.8169 | 9.8343
8i | of which offshore wind |  |  | 0 | 0 | 0 | 0 | 0 | 0 | 0 | 0 | 0 | 0 | 0 | 0 | 0 | 0 | 0 | 0 | 0 | 0
8j | of which Solar |  |  | 3.2993 | 3.2655 | 3.2226 | 3.1569 | 3.1923 | 3.2402 | 3.233 | 3.2583 | 3.3474 | 3.4889 | 3.5375 | 3.5459 | 3.6739 | 3.7738 | 3.9644 | 4.1492 | 4.3183 | 4.555
8k | of which Biomass
8l | of which other RES (apart from hydro)
8m | Hydro power (total) |  |  | 9.9662 | 9.6972 | 10.3837 | 9.9721 | 10.3797 | 10.6097 | 11.1972 | 11.9791 | 12.252 | 12.5873 | 13.6953 | 13.849 | 13.4893 | 13.5989 | 13.2257 | 13.5066 | 14.0596 | 13.9091
8n | of which renewable hydro generation |  |  | 1.295 | 1.295 | 1.08 | 1.08 | 1.08 | 1.02 | 1.235 | 1.235 | 1.235 | 1.391 | 1.391 | 1.391 | 1.391 | 1.391 | 1.391 | 1.547 | 1.547 | 2.327
8o | of which other non-RES (incl. not clearly identifiable energy sources) |  |  | 1.9841 | 1.9841 | 1.9841 | 1.9506 | 2.1604 | 2.2881 | 2.2881 | 2.2881 | 2.2881 | 2.3811 | 2.3811 | 2.3811 | 2.3811 | 2.4771 | 2.3614 | 2.3614 | 2.3752 | 2.1285
9 | Available capacity (9 = 6 - (7 + 8)) |  |  | 72.0697 | 74.427 | 74.5142 | 73.093 | 73.6815 | 74.3063 | 72.1132 | 69.6295 | 68.9506 | 67.44 | 67.2239 | 67.1767 | 70.0012 | 70.3764 | 70.5883 | 69.1744 | 69.6977 | 70.3094
10 | Outages: average expected value (all power stations) |  |  | 0 | 0 | 0 | 0 | 0 | 0 | 0 | 0 | 0 | 0 | 0 | 0 | 0 | 0 | 0 | 0 | 0 | 0
11 | System services reserve (one hour ahead of real time) |  |  | 1.85 | 1.85 | 1.85 | 1.85 | 1.85 | 1.85 | 1.85 | 1.85 | 1.85 | 1.85 | 1.85 | 1.85 | 1.85 | 1.85 | 1.85 | 1.85 | 1.85 | 1.85
12 | Reliably available capacity (12 = 9 - (10 + 11)) |  |  | 70.2197 | 72.577 | 72.6642 | 71.243 | 71.8315 | 72.4563 | 70.2632 | 67.7795 | 67.1006 | 65.59 | 65.3739 | 65.3267 | 68.1512 | 68.5264 | 68.7383 | 67.3244 | 67.8477 | 68.4594
13 | Load at reference point in time |  |  | 55.005 | 55.168 | 55.375 | 55.62 | 55.85 | 56.024 | 56.111 | 56.11 | 55.979 | 53.314 | 50.875 | 50.399 | 54.322 | 54.85 | 54.854 | 55.023 | 55.415 | 56.139
13b | Population average daily (24h) temperature (degrees Celsius) |  |  | 17.08 | 17.82 | 18.49 | 19.08 | 19.58 | 19.98 | 20.28 | 20.46 | 20.52 | 20.45 | 20.26 | 19.94 | 19.5 | 18.94 | 18.26 | 17.47 | 16.59 | 15.63
14 | Load reduction / load management and strategic reserves available at reference point in time |  |  | 1.4 | 1.4 | 1.4 | 1.4 | 1.4 | 1.4 | 1.4 | 1.4 | 1.4 | 1.4 | 1.4 | 1.4 | 1.4 | 1.4 | 1.4 | 1.4 | 1.4 | 1.4
15 | Net weekly load at reference point in time (15 = 13-14) |  |  | 53.605 | 53.768 | 53.975 | 54.22 | 54.45 | 54.624 | 54.711 | 54.71 | 54.579 | 51.914 | 49.475 | 48.999 | 52.922 | 53.45 | 53.454 | 53.623 | 54.015 | 54.739
16 | Remaining capacity at reference point in time (16 = 12- 15) |  |  | 16.6147 | 18.809 | 18.6892 | 17.023 | 17.3815 | 17.8323 | 15.5522 | 13.0695 | 12.5216 | 13.676 | 15.8989 | 16.3277 | 15.2292 | 15.0764 | 15.2843 | 13.7014 | 13.8327 | 13.7204
B1 | Weekly peak load (unrestricted reference point in time)
B2 | Daily hour of expected weekly peak load (e.g. 21st hour if the peak load is between 20:00 CET to 21:00 CET)
PART C : DATA FOR SEVERE CONDITIONS
17 | Non-usable capacity at reference point (all power stations including mothballed, authorization & technical & legal constraints, energy source unavailability etc. ) |  |  | 36.2209 | 37.1381 | 37.6135 | 36.8484 | 38.4035 | 39.0694 | 38.7826 | 38.9908 | 39.4897 | 40.1447 | 43.4845 | 44.1727 | 45.158 | 43.9748 | 42.4503 | 42.6228 | 45.2961 | 45.9421
17a | of which nuclear |  |  | 7.842 | 9.138 | 9.0697 | 8.7389 | 9.4768 | 9.7598 | 9.0649 | 8.3427 | 8.3574 | 8.3581 | 10.4693 | 11.2392 | 12.2445 | 10.6411 | 9.4146 | 9.1038 | 11.1365 | 11.9218
17b | of which Lignite
17c | of which Hard Coal |  |  | 0.0754 | 0.0754 | 0.0754 | 0.145 | 0.145 | 0.145 | 0.0754 | 0.0754 | 0.0754 | 0.1226 | 0.1226 | 0.1226 | 0.1226 | 0.1922 | 0.1922 | 0.1922 | 0.1748 | 0.1748
17d | of which Gas |  |  | 0.57345 | 0.5814 | 0.5814 | 0.58845 | 0.59385 | 0.59965 | 0.59965 | 0.6551 | 0.6551 | 0.6093 | 0.6893 | 0.5525 | 0.6325 | 0.6325 | 0.66 | 0.6632 | 0.6677 | 0.7052
17e | of which Oil |  |  | 0.1225 | 0.1064 | 0.1064 | 0.1183 | 0.1225 | 0.1225 | 0.1225 | 0.08 | 0.08 | 0.08 | 0.08 | 0.074 | 0.074 | 0.0697 | 0.0697 | 0.074 | 0.0673 | 0.0673
17f | of which Oil Shale
17g | of which Mixed Fuels
17h | of which onshore wind |  |  | 10.3084 | 10.2851 | 10.2776 | 10.3234 | 10.4274 | 10.3989 | 10.3406 | 10.4591 | 10.4725 | 10.5021 | 10.5245 | 10.5152 | 10.4912 | 10.5173 | 10.515 | 10.4771 | 10.4804 | 10.5835
17i | of which offshore wind |  |  | 0 | 0 | 0 | 0 | 0 | 0 | 0 | 0 | 0 | 0 | 0 | 0 | 0 | 0 | 0 | 0 | 0 | 0
17j | of which Solar |  |  | 4.3489 | 4.2706 | 4.1352 | 4.0116 | 4.0979 | 4.1458 | 4.0943 | 4.1114 | 4.3092 | 4.5041 | 4.5224 | 4.4391 | 4.7228 | 4.846 | 5.0118 | 5.2445 | 5.3347 | 5.4519
17k | of which Biomass
17l | of which other RES (apart from hydro)
17m | Hydro power (total) |  |  | 10.9662 | 10.6972 | 11.3837 | 10.9721 | 11.3797 | 11.6097 | 12.1972 | 12.9791 | 13.252 | 13.5873 | 14.6953 | 14.849 | 14.4893 | 14.5989 | 14.2257 | 14.5066 | 15.0596 | 14.9091
17n | of which renewable hydro generation |  |  | 1.295 | 1.295 | 1.08 | 1.08 | 1.08 | 1.02 | 1.235 | 1.235 | 1.235 | 1.391 | 1.391 | 1.391 | 1.391 | 1.391 | 1.391 | 1.547 | 1.547 | 2.327
17o | of which other non-RES (incl. not clearly identifiable energy sources) |  |  | 1.9841 | 1.9841 | 1.9841 | 1.9506 | 2.1604 | 2.2881 | 2.2881 | 2.2881 | 2.2881 | 2.3811 | 2.3811 | 2.3811 | 2.3811 | 2.4771 | 2.3614 | 2.3614 | 2.3752 | 2.1285
18 | Available capacity (18 = 6 - (7 + 17)) |  |  | 64.696 | 66.6038 | 66.9684 | 65.183 | 65.6352 | 66.0536 | 64.9154 | 62.3091 | 61.8002 | 60.3282 | 59.6484 | 59.1833 | 62.198 | 62.9582 | 63.2773 | 61.7218 | 61.3197 | 61.3364
19 | Outages: average expected value (all power stations) under SEVERE conditions |  |  | 0 | 0 | 0 | 0 | 0 | 0 | 0 | 0 | 0 | 0 | 0 | 0 | 0 | 0 | 0 | 0 | 0 | 0
20 | System services reserve (one hour ahead of real time) under SEVERE conditions |  |  | 1.85 | 1.85 | 1.85 | 1.85 | 1.85 | 1.85 | 1.85 | 1.85 | 1.85 | 1.85 | 1.85 | 1.85 | 1.85 | 1.85 | 1.85 | 1.85 | 1.85 | 1.85
21 | Reliably available capacity under SEVERE conditions (21 = 18 - (19 + 20)) |  |  | 62.846 | 64.7538 | 65.1184 | 63.333 | 63.7852 | 64.2036 | 63.0654 | 60.4591 | 59.9502 | 58.4782 | 57.7984 | 57.3333 | 60.348 | 61.1082 | 61.4273 | 59.8718 | 59.4697 | 59.4864
22 | Load at reference point in time (19:00 CET) under SEVERE conditions |  |  | 57.585 | 57.733 | 57.967 | 58.587 | 58.867 | 58.396 | 58.784 | 58.631 | 58.581 | 54.482 | 53.353 | 53.361 | 56.807 | 56.899 | 56.907 | 56.406 | 57.757 | 60.03
23 | Load reduction / load management and strategic reserves available at reference point in time (19:00 CET) under SEVERE conditions |  |  | 1.4 | 1.4 | 1.4 | 1.4 | 1.4 | 1.4 | 1.4 | 1.4 | 1.4 | 1.4 | 1.4 | 1.4 | 1.4 | 1.4 | 1.4 | 1.4 | 1.4 | 1.4
24 | Net weekly peak load for SEVERE conditions (24 = 22-23) |  |  | 56.185 | 56.333 | 56.567 | 57.187 | 57.467 | 56.996 | 57.384 | 57.231 | 57.181 | 53.082 | 51.953 | 51.961 | 55.407 | 55.499 | 55.507 | 55.006 | 56.357 | 58.63
25 | Remaining capacity for SEVERE conditions (25 = 21-24) |  |  | 6.661 | 8.4208 | 8.5514 | 6.146 | 6.3182 | 7.2076 | 5.6814 | 3.2281 | 2.7692 | 5.3962 | 5.8454 | 5.3723 | 4.941 | 5.6092 | 5.9203 | 4.8658 | 3.1127 | 0.85639
C1 | Weekly peak load under SEVERE conditions (unrestricted reference point in time)
C2 | Daily hour of expected weekly peak load (e.g. 21st hour if the peak load is between 20:00 CET to 21:00 CET)
PART D: ADDITIONAL INFORMATION FOR INTERCONNECTORS
31 | Simultaneous importable capacity |  | From | 9.02 | 8.72 | 9.27 | 9.17 | 10.87 | 12.17 | 12.17 | 11.27 | 11.37 | 9.27 | 9.47 | 8.07 | 6.37 | 8.47 | 7.87 | 8.47 | 9.47 | 11.72
32 | Simultaneous exportable capacity |  | To | 13.097 | 14.6 | 15.7 | 15.8 | 14.25 | 14.25 | 14.25 | 15.1 | 15.4 | 11.75 | 12 | 13.4 | 14.5 | 14.9 | 13.35 | 14.6 | 17 | 17

## FI
Summer Outlook Report 2016 | [21 empty] | Downward load factors modified
| Power Data (all entries are assumed to be >0) |  |  | Countrycode: |  | FI
| (Net values in GW, at a synchronous time every week) |  |  | Countryname: |  | Finland
| The dates are related to Wednesday of each week |  |  | 2016-06-01 | 2016-06-08 | 2016-06-15 | 2016-06-22 | 2016-06-29 | 2016-07-06 | 2016-07-13 | 2016-07-20 | 2016-07-27 | 2016-08-03 | 2016-08-10 | 2016-08-17 | 2016-08-24 | 2016-08-31 | 2016-09-07 | 2016-09-14 | 2016-09-21 | 2016-09-28
| WEEK |  |  | 22 | 23 | 24 | 25 | 26 | 27 | 28 | 29 | 30 | 31 | 32 | 33 | 34 | 35 | 36 | 37 | 38 | 39
| Time (CET) |  |  | 12:00 | 12:00 | 12:00 | 12:00 | 12:00 | 12:00 | 12:00 | 12:00 | 12:00 | 12:00 | 12:00 | 12:00 | 12:00 | 12:00 | 12:00 | 12:00 | 12:00 | 12:00
Line | PART A : INDIGINEOUS NATIONAL GENERATION | Severe Average Outage Rate | Normal Average Outage Rate
Net generating capacity:
1 | Nuclear Power | 5% | 5% | 2.75 | 2.75 | 2.75 | 2.75 | 2.75 | 2.75 | 2.75 | 2.75 | 2.75 | 2.75 | 2.75 | 2.75 | 2.75 | 2.75 | 2.75 | 2.75 | 2.75 | 2.75
2 | Fossil Fuels |  |  | 8.57 | 8.57 | 8.57 | 8.57 | 8.57 | 8.57 | 8.57 | 8.57 | 8.57 | 8.57 | 8.57 | 8.57 | 8.57 | 8.57 | 8.57 | 8.57 | 8.57 | 8.57
2a | of which Lignite | 9% | 9%
2b | of which Hard Coal | 9% | 9% | 3.29 | 3.29 | 3.29 | 3.29 | 3.29 | 3.29 | 3.29 | 3.29 | 3.29 | 3.29 | 3.29 | 3.29 | 3.29 | 3.29 | 3.29 | 3.29 | 3.29 | 3.29
2c | of which Gas | 7% | 7% | 1.89 | 1.89 | 1.89 | 1.89 | 1.89 | 1.89 | 1.89 | 1.89 | 1.89 | 1.89 | 1.89 | 1.89 | 1.89 | 1.89 | 1.89 | 1.89 | 1.89 | 1.89
2d | of which Oil | 9% | 9% | 1.7 | 1.7 | 1.7 | 1.7 | 1.7 | 1.7 | 1.7 | 1.7 | 1.7 | 1.7 | 1.7 | 1.7 | 1.7 | 1.7 | 1.7 | 1.7 | 1.7 | 1.7
2e | of which Oil Shale | 8.75% | 8.75%
2f | of which Mixed Fuels | 8.75% | 8.75% | 1.69 | 1.69 | 1.69 | 1.69 | 1.69 | 1.69 | 1.69 | 1.69 | 1.69 | 1.69 | 1.69 | 1.69 | 1.69 | 1.69 | 1.69 | 1.69 | 1.69 | 1.69
3 | Renewable Energy Sources (other than hydro) |  |  | 3.62 | 3.62 | 3.62 | 3.62 | 3.62 | 3.62 | 3.62 | 3.62 | 3.62 | 3.72 | 3.72 | 3.72 | 3.72 | 3.72 | 3.82 | 3.82 | 3.82 | 3.82
3a | of which onshore wind | 0% | 0% | 1.2 | 1.2 | 1.2 | 1.2 | 1.2 | 1.2 | 1.2 | 1.2 | 1.2 | 1.3 | 1.3 | 1.3 | 1.3 | 1.3 | 1.4 | 1.4 | 1.4 | 1.4
3b | of which offshore wind | 0% | 0%
3c | of which Solar (PV) | 0% | 0% | 0.01 | 0.01 | 0.01 | 0.01 | 0.01 | 0.01 | 0.01 | 0.01 | 0.01 | 0.01 | 0.01 | 0.01 | 0.01 | 0.01 | 0.01 | 0.01 | 0.01 | 0.01
3d | of which Biomass | 9% | 9% | 2.21 | 2.21 | 2.21 | 2.21 | 2.21 | 2.21 | 2.21 | 2.21 | 2.21 | 2.21 | 2.21 | 2.21 | 2.21 | 2.21 | 2.21 | 2.21 | 2.21 | 2.21
3e | of which other RES (apart from hydro, including tidal, wave, geothermal, waste renewable, CSP,…) | 9% | 9% | 0.2 | 0.2 | 0.2 | 0.2 | 0.2 | 0.2 | 0.2 | 0.2 | 0.2 | 0.2 | 0.2 | 0.2 | 0.2 | 0.2 | 0.2 | 0.2 | 0.2 | 0.2
4 | Hydro power (total) | 5% | 5% | 3.26 | 3.26 | 3.26 | 3.26 | 3.26 | 3.26 | 3.26 | 3.26 | 3.26 | 3.26 | 3.26 | 3.26 | 3.26 | 3.26 | 3.26 | 3.26 | 3.26 | 3.26
4a | of which renewable hydro generation |  |  | 3.26 | 3.26 | 3.26 | 3.26 | 3.26 | 3.26 | 3.26 | 3.26 | 3.26 | 3.26 | 3.26 | 3.26 | 3.26 | 3.26 | 3.26 | 3.26 | 3.26 | 3.26
5 | Other non-RES (incl. not clearly identifiable energy sources) | 0% | 0% | 0.05 | 0.05 | 0.05 | 0.05 | 0.05 | 0.05 | 0.05 | 0.05 | 0.05 | 0.05 | 0.05 | 0.05 | 0.05 | 0.05 | 0.05 | 0.05 | 0.05 | 0.05
6 | Net generating capacity (6 = 1+2+3+4+5) |  |  | 18.25 | 18.25 | 18.25 | 18.25 | 18.25 | 18.25 | 18.25 | 18.25 | 18.25 | 18.35 | 18.35 | 18.35 | 18.35 | 18.35 | 18.45 | 18.45 | 18.45 | 18.45
7 | Maintenance & Overhauls (all power stations) |  |  | 0.715 | 1.505 | 1.505 | 2.165 | 1.555 | 1.475 | 1.703 | 2.023 | 1.54 | 0.85 | 1.671 | 1.671 | 1.451 | 1.451 | 1.166 | 0.67 | 1.166 | 0.976
7a | of which nuclear |  |  | 0 | 0 | 0 | 0 | 0 | 0 | 0 | 0 | 0 | 0 | 0.496 | 0.496 | 0.496 | 0.496 | 0.496 | 0 | 0.496 | 0.496
7b | of which Lignite
7c | of which Hard Coal |  |  | 0.285 | 0.955 | 0.955 | 0.955 | 1.005 | 1.005 | 1.228 | 1.228 | 0.745 | 0.18 | 0.505 | 0.505 | 0.285 | 0.285 | 0 | 0 | 0 | 0
7d | of which Gas |  |  | 0 | 0 | 0 | 0 | 0 | 0.16 | 0.16 | 0.48 | 0.48 | 0.48 | 0.48 | 0.48 | 0.48 | 0.48 | 0.48 | 0.48 | 0.48 | 0.48
7e | of which Oil
7f | of which Oil Shale
7g | of which Mixed Fuels |  |  | 0.24 | 0.36 | 0.36 | 0.36 | 0.36 | 0.12 | 0 | 0 | 0 | 0 | 0 | 0 | 0 | 0 | 0 | 0 | 0 | 0
7h | of which onshore wind
7i | of which offshore wind
7j | of which Solar (PV)
7k | of which Biomass |  |  | 0.19 | 0.19 | 0.19 | 0.85 | 0.19 | 0.19 | 0.315 | 0.315 | 0.315 | 0.19 | 0.19 | 0.19 | 0.19 | 0.19 | 0.19 | 0.19 | 0.19 | 0
7l | of which other RES (NO hydro, including tidal, wave, geothermal, waste renewable, CSP,…)
7m | Hydro power (total)
7n | of which renewable hydro generation
7o | of which other non-RES (including CHP non-renewable, waste non-renewable and other not clearly identified generation )
PART B : DATA UNDER NORMAL CONDITIONS
8 | Non-usable capacity at reference point (all power stations including mothballed, authorization & technical & legal constraints, energy source unavailability etc. ) |  |  | 4.338 | 4.3769 | 4.3763 | 4.3817 | 4.3838 | 4.3958 | 4.3961 | 4.3731 | 4.3953 | 4.5175 | 4.521 | 4.5098 | 4.5131 | 4.4794 | 4.5547 | 4.4998 | 4.4879 | 4.5364
8a | of which nuclear
8b | of which Lignite
8c | of which Hard Coal |  |  | 1.36 | 1.36 | 1.36 | 1.36 | 1.36 | 1.36 | 1.36 | 1.36 | 1.36 | 1.36 | 1.36 | 1.36 | 1.36 | 1.36 | 1.36 | 1.36 | 1.36 | 1.36
8d | of which Gas |  |  | 0.4 | 0.4 | 0.4 | 0.4 | 0.4 | 0.4 | 0.4 | 0.4 | 0.4 | 0.4 | 0.4 | 0.4 | 0.4 | 0.4 | 0.4 | 0.4 | 0.4 | 0.4
8e | of which Oil |  |  | 0.4 | 0.4 | 0.4 | 0.4 | 0.4 | 0.4 | 0.4 | 0.4 | 0.4 | 0.4 | 0.4 | 0.4 | 0.4 | 0.4 | 0.4 | 0.4 | 0.4 | 0.4
8f | of which Oil Shale
8g | of which Mixed Fuels |  |  | 0.25 | 0.25 | 0.25 | 0.25 | 0.25 | 0.25 | 0.25 | 0.25 | 0.25 | 0.25 | 0.25 | 0.25 | 0.25 | 0.25 | 0.25 | 0.25 | 0.25 | 0.25
8h | of which onshore wind |  |  | 1.0236 | 1.0625 | 1.0618 | 1.0672 | 1.0691 | 1.081 | 1.0811 | 1.0579 | 1.0801 | 1.2023 | 1.2054 | 1.1939 | 1.1965 | 1.1623 | 1.237 | 1.1816 | 1.1694 | 1.2175
8i | of which offshore wind |  |  | 0 | 0 | 0 | 0 | 0 | 0 | 0 | 0 | 0 | 0 | 0 | 0 | 0 | 0 | 0 | 0 | 0 | 0
8j | of which Solar |  |  | 0.0043819 | 0.0044132 | 0.0044659 | 0.0045265 | 0.0047022 | 0.0048047 | 0.0050368 | 0.0051694 | 0.0051397 | 0.0052292 | 0.0056209 | 0.0058833 | 0.0066319 | 0.0070258 | 0.0076203 | 0.0081906 | 0.0084951 | 0.0088695
8k | of which Biomass |  |  | 0.4 | 0.4 | 0.4 | 0.4 | 0.4 | 0.4 | 0.4 | 0.4 | 0.4 | 0.4 | 0.4 | 0.4 | 0.4 | 0.4 | 0.4 | 0.4 | 0.4 | 0.4
8l | of which other RES (apart from hydro)
8m | Hydro power (total) |  |  | 0.5 | 0.5 | 0.5 | 0.5 | 0.5 | 0.5 | 0.5 | 0.5 | 0.5 | 0.5 | 0.5 | 0.5 | 0.5 | 0.5 | 0.5 | 0.5 | 0.5 | 0.5
8n | of which renewable hydro generation |  |  | 0.5 | 0.5 | 0.5 | 0.5 | 0.5 | 0.5 | 0.5 | 0.5 | 0.5 | 0.5 | 0.5 | 0.5 | 0.5 | 0.5 | 0.5 | 0.5 | 0.5 | 0.5
8o | of which other non-RES (incl. not clearly identifiable energy sources)
9 | Available capacity (9 = 6 - (7 + 8)) |  |  | 13.197 | 12.3681 | 12.3687 | 11.7033 | 12.3112 | 12.3792 | 12.1509 | 11.8539 | 12.3147 | 12.9825 | 12.158 | 12.1692 | 12.3859 | 12.4196 | 12.7293 | 13.2802 | 12.7961 | 12.9376
10 | Outages: average expected value (all power stations) |  |  | 0.91365 | 0.84285 | 0.84285 | 0.78345 | 0.83835 | 0.84815 | 0.82733 | 0.80493 | 0.8484 | 0.9105 | 0.85645 | 0.85645 | 0.87625 | 0.87625 | 0.9019 | 0.9267 | 0.9019 | 0.919
11 | System services reserve (one hour ahead of real time) |  |  | 1.4 | 1.4 | 1.4 | 1.4 | 1.4 | 1.4 | 1.4 | 1.4 | 1.4 | 1.4 | 1.4 | 1.4 | 1.4 | 1.4 | 1.4 | 1.4 | 1.4 | 1.4
12 | Reliably available capacity (12 = 9 - (10 + 11)) |  |  | 10.8834 | 10.1253 | 10.1259 | 9.5199 | 10.0729 | 10.1311 | 9.9236 | 9.649 | 10.0663 | 10.672 | 9.9015 | 9.9127 | 10.1097 | 10.1434 | 10.4274 | 10.9535 | 10.4942 | 10.6186
13 | Load at reference point in time |  |  | 9.4 | 9.3 | 9 | 8.9 | 9 | 8.9 | 8.8 | 8.8 | 8.9 | 9.3 | 9.4 | 9.4 | 9.5 | 9.6 | 9.7 | 9.8 | 9.9 | 10
13b | Population average daily (24h) temperature (degrees Celsius) |  |  | 15 | 15 | 14 | 16 | 18 | 20 | 19 | 20 | 20 | 19 | 17 | 15 | 14 | 13 | 13 | 12 | 11.06 | 9.88
14 | Load reduction / load management and strategic reserves available at reference point in time |  |  | 0 | 0 | 0 | 0 | 0 | 0 | 0 | 0 | 0 | 0 | 0 | 0 | 0 | 0 | 0 | 0
15 | Net weekly load at reference point in time (15 = 13-14) |  |  | 9.4 | 9.3 | 9 | 8.9 | 9 | 8.9 | 8.8 | 8.8 | 8.9 | 9.3 | 9.4 | 9.4 | 9.5 | 9.6 | 9.7 | 9.8 | 9.9 | 10
16 | Remaining capacity at reference point in time (16 = 12- 15) |  |  | 1.4834 | 0.82526 | 1.1259 | 0.61986 | 1.0729 | 1.2311 | 1.1236 | 0.84898 | 1.1663 | 1.372 | 0.5015 | 0.51275 | 0.60966 | 0.54339 | 0.72744 | 1.1535 | 0.59418 | 0.61862
B1 | Weekly peak load (unrestricted reference point in time) |  |  | 9.7 | 9.3979 | 9.4 | 9.3988 | 9.3 | 9 | 9 | 9 | 9 | 9.4 | 9.5 | 9.5 | 9.6 | 9.7 | 9.7 | 9.8 | 9.9 | 10
B2 | Daily hour of expected weekly peak load (e.g. 21st hour if the peak load is between 20:00 CET to 21:00 CET) |  |  | 12th | 12th | 12th | 12th | 12th | 12th | 12th | 12th | 12th | 12th | 12th | 11st | 11st | 11st | 21st | 21st | 21st | 21st
PART C : DATA FOR SEVERE CONDITIONS
17 | Non-usable capacity at reference point (all power stations including mothballed, authorization & technical & legal constraints, energy source unavailability etc. ) |  |  | 4.6915 | 4.6932 | 4.6839 | 4.6877 | 4.6939 | 4.697 | 4.6965 | 4.6954 | 4.7001 | 4.8053 | 4.8066 | 4.8047 | 4.8051 | 4.7981 | 4.9 | 4.8935 | 4.8819 | 4.8888
17a | of which nuclear
17b | of which Lignite
17c | of which Hard Coal |  |  | 1.36 | 1.36 | 1.36 | 1.36 | 1.36 | 1.36 | 1.36 | 1.36 | 1.36 | 1.36 | 1.36 | 1.36 | 1.36 | 1.36 | 1.36 | 1.36 | 1.36 | 1.36
17d | of which Gas |  |  | 0.4 | 0.4 | 0.4 | 0.4 | 0.4 | 0.4 | 0.4 | 0.4 | 0.4 | 0.4 | 0.4 | 0.4 | 0.4 | 0.4 | 0.4 | 0.4 | 0.4 | 0.4
17e | of which Oil |  |  | 0.4 | 0.4 | 0.4 | 0.4 | 0.4 | 0.4 | 0.4 | 0.4 | 0.4 | 0.4 | 0.4 | 0.4 | 0.4 | 0.4 | 0.4 | 0.4 | 0.4 | 0.4
17f | of which Oil Shale
17g | of which Mixed Fuels |  |  | 0.25 | 0.25 | 0.25 | 0.25 | 0.25 | 0.25 | 0.25 | 0.25 | 0.25 | 0.25 | 0.25 | 0.25 | 0.25 | 0.25 | 0.25 | 0.25 | 0.25 | 0.25
17h | of which onshore wind |  |  | 1.1758 | 1.1776 | 1.1683 | 1.172 | 1.1781 | 1.1807 | 1.1803 | 1.1791 | 1.1834 | 1.2885 | 1.2894 | 1.2869 | 1.2868 | 1.2794 | 1.3811 | 1.3744 | 1.3627 | 1.3693
17i | of which offshore wind |  |  | 0 | 0 | 0 | 0 | 0 | 0 | 0 | 0 | 0 | 0 | 0 | 0 | 0 | 0 | 0 | 0 | 0 | 0
17j | of which Solar |  |  | 0.0057672 | 0.00559 | 0.00559 | 0.0057134 | 0.0058487 | 0.0062998 | 0.0062306 | 0.0063574 | 0.0066796 | 0.0068088 | 0.0072285 | 0.0077872 | 0.0082982 | 0.0086716 | 0.0089439 | 0.0091086 | 0.0092542 | 0.0095029
17k | of which Biomass |  |  | 0.4 | 0.4 | 0.4 | 0.4 | 0.4 | 0.4 | 0.4 | 0.4 | 0.4 | 0.4 | 0.4 | 0.4 | 0.4 | 0.4 | 0.4 | 0.4 | 0.4 | 0.4
17l | of which other RES (apart from hydro)
17m | Hydro power (total) |  |  | 0.7 | 0.7 | 0.7 | 0.7 | 0.7 | 0.7 | 0.7 | 0.7 | 0.7 | 0.7 | 0.7 | 0.7 | 0.7 | 0.7 | 0.7 | 0.7 | 0.7 | 0.7
17n | of which renewable hydro generation |  |  | 0.7 | 0.7 | 0.7 | 0.7 | 0.7 | 0.7 | 0.7 | 0.7 | 0.7 | 0.7 | 0.7 | 0.7 | 0.7 | 0.7 | 0.7 | 0.7 | 0.7 | 0.7
17o | of which other non-RES (incl. not clearly identifiable energy sources)
18 | Available capacity (18 = 6 - (7 + 17)) |  |  | 12.8435 | 12.0518 | 12.0612 | 11.3973 | 12.0011 | 12.078 | 11.8505 | 11.5316 | 12.0099 | 12.6947 | 11.8724 | 11.8743 | 12.0939 | 12.1009 | 12.384 | 12.8865 | 12.4021 | 12.5852
19 | Outages: average expected value (all power stations) under SEVERE conditions |  |  | 0.90365 | 0.83285 | 0.83285 | 0.77345 | 0.82835 | 0.83815 | 0.81733 | 0.79493 | 0.8384 | 0.9005 | 0.84645 | 0.84645 | 0.86625 | 0.86625 | 0.8919 | 0.9167 | 0.8919 | 0.909
20 | System services reserve (one hour ahead of real time) under SEVERE conditions |  |  | 1.4 | 1.4 | 1.4 | 1.4 | 1.4 | 1.4 | 1.4 | 1.4 | 1.4 | 1.4 | 1.4 | 1.4 | 1.4 | 1.4 | 1.4 | 1.4 | 1.4 | 1.4
21 | Reliably available capacity under SEVERE conditions (21 = 18 - (19 + 20)) |  |  | 10.5398 | 9.8189 | 9.8283 | 9.2239 | 9.7727 | 9.8399 | 9.6332 | 9.3367 | 9.7715 | 10.3942 | 9.6259 | 9.6279 | 9.8276 | 9.8347 | 10.0921 | 10.5698 | 10.1102 | 10.2762
22 | Load at reference point in time (19:00 CET) under SEVERE conditions |  |  | 9.6 | 9.4 | 9.3 | 9.2 | 9.3 | 9.1 | 8.9 | 8.9 | 9 | 9.4 | 9.6 | 9.6 | 9.7 | 9.7 | 9.8 | 9.9 | 10 | 10.1
23 | Load reduction / load management and strategic reserves available at reference point in time (19:00 CET) under SEVERE conditions |  |  | 0 | 0 | 0 | 0 | 0 | 0 | 0 | 0 | 0 | 0 | 0 | 0 | 0 | 0 | 0 | 0
24 | Net weekly peak load for SEVERE conditions (24 = 22-23) |  |  | 9.6 | 9.4 | 9.3 | 9.2 | 9.3 | 9.1 | 8.9 | 8.9 | 9 | 9.4 | 9.6 | 9.6 | 9.7 | 9.7 | 9.8 | 9.9 | 10 | 10.1
25 | Remaining capacity for SEVERE conditions (25 = 21-24) |  |  | 0.93982 | 0.41894 | 0.5283 | 0.023857 | 0.4727 | 0.73987 | 0.73318 | 0.43665 | 0.77154 | 0.9942 | 0.025917 | 0.027893 | 0.12765 | 0.13468 | 0.29206 | 0.66981 | 0.11016 | 0.17623
C1 | Weekly peak load under SEVERE conditions (unrestricted reference point in time) |  |  | 9.7 | 9.5 | 9.4 | 9.4 | 9.4 | 9.2 | 9 | 9 | 9.1 | 9.5 | 9.7 | 9.7 | 9.7 | 9.8 | 9.8 | 10 | 10.1 | 10.2
C2 | Daily hour of expected weekly peak load (e.g. 21st hour if the peak load is between 20:00 CET to 21:00 CET) |  |  | 12th | 12th | 12th | 12th | 12th | 12th | 12th | 12th | 12th | 12th | 12th | 11st | 11st | 11st | 21st | 21st | 21st | 21st
PART D: ADDITIONAL INFORMATION FOR INTERCONNECTORS
31 | Simultaneous importable capacity |  | From | 5.18 | 4.82 | 5.18 | 5.18 | 5.18 | 4.28 | 4.28 | 4.28 | 4.28 | 5.18 | 5.18 | 5.18 | 5.18 | 4.98 | 4.78 | 4.98 | 4.98 | 4.78
32 | Simultaneous exportable capacity |  | To | 3.62 | 3.28 | 3.62 | 3.62 | 3.62 | 3.3 | 3.3 | 3.3 | 3.3 | 3.62 | 3.62 | 3.62 | 3.62 | 3.62 | 3.62 | 3.62 | 3.62 | 3.22

## ES
Summer Outlook Report 2016 | [21 empty] | Downward load factors modified
| Power Data (all entries are assumed to be >0) |  |  | Countrycode: |  | ES
| (Net values in GW, at a synchronous time every week) |  |  | Countryname: |  | Spain
| The dates are related to Wednesday of each week |  |  | 2016-06-01 | 2016-06-08 | 2016-06-15 | 2016-06-22 | 2016-06-29 | 2016-07-06 | 2016-07-13 | 2016-07-20 | 2016-07-27 | 2016-08-03 | 2016-08-10 | 2016-08-17 | 2016-08-24 | 2016-08-31 | 2016-09-07 | 2016-09-14 | 2016-09-21 | 2016-09-28
| WEEK |  |  | 22 | 23 | 24 | 25 | 26 | 27 | 28 | 29 | 30 | 31 | 32 | 33 | 34 | 35 | 36 | 37 | 38 | 39
| Time (CET) |  |  | 12:00 | 12:00 | 12:00 | 12:00 | 12:00 | 12:00 | 12:00 | 12:00 | 12:00 | 12:00 | 12:00 | 12:00 | 12:00 | 12:00 | 12:00 | 12:00 | 12:00 | 12:00
Line | PART A : INDIGINEOUS NATIONAL GENERATION | Severe Average Outage Rate | Normal Average Outage Rate
Net generating capacity:
1 | Nuclear Power | 6% | 6% | 7.572 | 7.572 | 7.572 | 7.572 | 7.572 | 7.572 | 7.572 | 7.572 | 7.572 | 7.572 | 7.572 | 7.572 | 7.572 | 7.572 | 7.572 | 7.572 | 7.572 | 7.572
2 | Fossil Fuels |  |  | 42.039 | 42.039 | 42.039 | 42.039 | 42.039 | 42.039 | 42.039 | 42.039 | 42.039 | 42.039 | 42.039 | 42.039 | 42.039 | 42.039 | 42.039 | 42.039 | 42.039 | 42.039
2a | of which Lignite | 5% | 5% | 1.055 | 1.055 | 1.055 | 1.055 | 1.055 | 1.055 | 1.055 | 1.055 | 1.055 | 1.055 | 1.055 | 1.055 | 1.055 | 1.055 | 1.055 | 1.055 | 1.055 | 1.055
2b | of which Hard Coal | 5% | 5% | 8.671 | 8.671 | 8.671 | 8.671 | 8.671 | 8.671 | 8.671 | 8.671 | 8.671 | 8.671 | 8.671 | 8.671 | 8.671 | 8.671 | 8.671 | 8.671 | 8.671 | 8.671
2c | of which Gas | 6% | 6% | 30.046 | 30.046 | 30.046 | 30.046 | 30.046 | 30.046 | 30.046 | 30.046 | 30.046 | 30.046 | 30.046 | 30.046 | 30.046 | 30.046 | 30.046 | 30.046 | 30.046 | 30.046
2d | of which Oil | 0% | 0% | 0 | 0 | 0 | 0 | 0 | 0 | 0 | 0 | 0 | 0 | 0 | 0 | 0 | 0 | 0 | 0 | 0 | 0
2e | of which Oil Shale | 0% | 0% | 0 | 0 | 0 | 0 | 0 | 0 | 0 | 0 | 0 | 0 | 0 | 0 | 0 | 0 | 0 | 0 | 0 | 0
2f | of which Mixed Fuels | 10% | 10% | 2.267 | 2.267 | 2.267 | 2.267 | 2.267 | 2.267 | 2.267 | 2.267 | 2.267 | 2.267 | 2.267 | 2.267 | 2.267 | 2.267 | 2.267 | 2.267 | 2.267 | 2.267
3 | Renewable Energy Sources (other than hydro) |  |  | 30.309 | 30.309 | 30.309 | 30.309 | 30.309 | 30.309 | 30.309 | 30.309 | 30.309 | 30.309 | 30.309 | 30.309 | 30.309 | 30.309 | 30.309 | 30.309 | 30.309 | 30.309
3a | of which onshore wind | 0% | 0% | 22.845 | 22.845 | 22.845 | 22.845 | 22.845 | 22.845 | 22.845 | 22.845 | 22.845 | 22.845 | 22.845 | 22.845 | 22.845 | 22.845 | 22.845 | 22.845 | 22.845 | 22.845
3b | of which offshore wind | 0% | 0% | 0 | 0 | 0 | 0 | 0 | 0 | 0 | 0 | 0 | 0 | 0 | 0 | 0 | 0 | 0 | 0 | 0 | 0
3c | of which Solar (PV) | 0% | 0% | 4.423 | 4.423 | 4.423 | 4.423 | 4.423 | 4.423 | 4.423 | 4.423 | 4.423 | 4.423 | 4.423 | 4.423 | 4.423 | 4.423 | 4.423 | 4.423 | 4.423 | 4.423
3d | of which Biomass | 0% | 0% | 0.741 | 0.741 | 0.741 | 0.741 | 0.741 | 0.741 | 0.741 | 0.741 | 0.741 | 0.741 | 0.741 | 0.741 | 0.741 | 0.741 | 0.741 | 0.741 | 0.741 | 0.741
3e | of which other RES (apart from hydro, including tidal, wave, geothermal, waste renewable, CSP,…) | 0% | 0% | 2.3 | 2.3 | 2.3 | 2.3 | 2.3 | 2.3 | 2.3 | 2.3 | 2.3 | 2.3 | 2.3 | 2.3 | 2.3 | 2.3 | 2.3 | 2.3 | 2.3 | 2.3
4 | Hydro power (total) | 0% | 0% | 20.324 | 20.324 | 20.324 | 20.324 | 20.324 | 20.324 | 20.324 | 20.324 | 20.324 | 20.324 | 20.324 | 20.324 | 20.324 | 20.324 | 20.324 | 20.324 | 20.324 | 20.324
4a | of which renewable hydro generation |  |  | 16.2 | 16.2 | 16.2 | 16.2 | 16.2 | 16.2 | 16.2 | 16.2 | 16.2 | 16.2 | 16.2 | 16.2 | 16.2 | 16.2 | 16.2 | 16.2 | 16.2 | 16.2
5 | Other non-RES (incl. not clearly identifiable energy sources) | 0% | 0% | 0 | 0 | 0 | 0 | 0 | 0 | 0 | 0 | 0 | 0 | 0 | 0 | 0 | 0 | 0 | 0 | 0 | 0
6 | Net generating capacity (6 = 1+2+3+4+5) |  |  | 100.244 | 100.244 | 100.244 | 100.244 | 100.244 | 100.244 | 100.244 | 100.244 | 100.244 | 100.244 | 100.244 | 100.244 | 100.244 | 100.244 | 100.244 | 100.244 | 100.244 | 100.244
7 | Maintenance & Overhauls (all power stations) |  |  | 8.257 | 6.965 | 6.69 | 6.154 | 6.154 | 3.513 | 2.96 | 2.96 | 2.96 | 3.581 | 3.581 | 3.577 | 3.577 | 4.945 | 5.809 | 6.528 | 6.541 | 6.991
7a | of which nuclear |  |  | 1.447 | 0.455 | 0.455 | 0.455 | 0.455 | 0.455 | 0.455 | 0.455 | 0.455 | 0.455 | 0.455 | 0.455 | 0.455 | 0.455 | 0.455 | 0.455 | 0.455 | 0.455
7b | of which Lignite |  |  | 0 | 0 | 0 | 0 | 0 | 0 | 0 | 0 | 0 | 0 | 0 | 0 | 0 | 0 | 0 | 0 | 0 | 0
7c | of which Hard Coal |  |  | 1.187 | 1.187 | 1.187 | 0.651 | 0.651 | 0.651 | 0.098 | 0.098 | 0.098 | 0.634 | 0.634 | 0.098 | 0.098 | 0.66 | 0.66 | 1.006 | 1.006 | 1.006
7d | of which Gas |  |  | 1.786 | 1.486 | 1.211 | 1.211 | 1.211 | 0 | 0 | 0 | 0 | 0 | 0 | 0.532 | 0.532 | 1.338 | 1.338 | 1.711 | 1.724 | 2.174
7e | of which Oil |  |  | 0 | 0 | 0 | 0 | 0 | 0 | 0 | 0 | 0 | 0 | 0 | 0 | 0 | 0 | 0 | 0 | 0 | 0
7f | of which Oil Shale |  |  | 0 | 0 | 0 | 0 | 0 | 0 | 0 | 0 | 0 | 0 | 0 | 0 | 0 | 0 | 0 | 0 | 0 | 0
7g | of which Mixed Fuels |  |  | 0 | 0 | 0 | 0 | 0 | 0 | 0 | 0 | 0 | 0 | 0 | 0 | 0 | 0 | 0 | 0 | 0 | 0
7h | of which onshore wind |  |  | 0 | 0 | 0 | 0 | 0 | 0 | 0 | 0 | 0 | 0 | 0 | 0 | 0 | 0 | 0 | 0 | 0 | 0
7i | of which offshore wind |  |  | 0 | 0 | 0 | 0 | 0 | 0 | 0 | 0 | 0 | 0 | 0 | 0 | 0 | 0 | 0 | 0 | 0 | 0
7j | of which Solar (PV) |  |  | 0 | 0 | 0 | 0 | 0 | 0 | 0 | 0 | 0 | 0 | 0 | 0 | 0 | 0 | 0 | 0 | 0 | 0
7k | of which Biomass |  |  | 0 | 0 | 0 | 0 | 0 | 0 | 0 | 0 | 0 | 0 | 0 | 0 | 0 | 0 | 0 | 0 | 0 | 0
7l | of which other RES (NO hydro, including tidal, wave, geothermal, waste renewable, CSP,…) |  |  | 0 | 0 | 0 | 0 | 0 | 0 | 0 | 0 | 0 | 0 | 0 | 0 | 0 | 0 | 0 | 0 | 0 | 0
7m | Hydro power (total) |  |  | 3.837 | 3.837 | 3.837 | 3.837 | 3.837 | 2.407 | 2.407 | 2.407 | 2.407 | 2.492 | 2.492 | 2.492 | 2.492 | 2.492 | 3.356 | 3.356 | 3.356 | 3.356
7n | of which renewable hydro generation |  |  | 2.648 | 2.648 | 2.648 | 2.648 | 2.648 | 1.892 | 1.892 | 1.892 | 1.892 | 2.05 | 2.05 | 2.05 | 2.05 | 2.05 | 2.838 | 2.838 | 2.838 | 2.838
7o | of which other non-RES (including CHP non-renewable, waste non-renewable and other not clearly identified generation ) |  |  | 0 | 0 | 0 | 0 | 0 | 0 | 0 | 0 | 0 | 0 | 0 | 0 | 0 | 0 | 0 | 0 | 0 | 0
PART B : DATA UNDER NORMAL CONDITIONS
8 | Non-usable capacity at reference point (all power stations including mothballed, authorization & technical & legal constraints, energy source unavailability etc. ) |  |  | 37.41 | 37.2548 | 37.1197 | 37.5144 | 37.6426 | 39.0395 | 38.8981 | 38.7222 | 38.8773 | 39.2491 | 39.2161 | 39.3652 | 39.0608 | 39.036 | 38.5811 | 38.5145 | 38.5217 | 38.4602
8a | of which nuclear |  |  | 0 | 0 | 0 | 0 | 0 | 0 | 0 | 0 | 0 | 0 | 0 | 0 | 0 | 0 | 0 | 0 | 0 | 0
8b | of which Lignite |  |  | 0 | 0 | 0 | 0 | 0 | 0 | 0 | 0 | 0 | 0 | 0 | 0 | 0 | 0 | 0 | 0 | 0 | 0
8c | of which Hard Coal |  |  | 0 | 0 | 0 | 0 | 0 | 0 | 0 | 0 | 0 | 0 | 0 | 0 | 0 | 0 | 0 | 0 | 0 | 0
8d | of which Gas |  |  | 2.855 | 2.855 | 2.855 | 2.855 | 2.855 | 2.855 | 2.855 | 2.855 | 2.855 | 2.855 | 2.855 | 2.855 | 2.855 | 2.855 | 2.855 | 2.855 | 2.855 | 2.855
8e | of which Oil |  |  | 0 | 0 | 0 | 0 | 0 | 0 | 0 | 0 | 0 | 0 | 0 | 0 | 0 | 0 | 0 | 0 | 0 | 0
8f | of which Oil Shale |  |  | 0 | 0 | 0 | 0 | 0 | 0 | 0 | 0 | 0 | 0 | 0 | 0 | 0 | 0 | 0 | 0 | 0 | 0
8g | of which Mixed Fuels |  |  | 1.435 | 1.435 | 1.435 | 1.435 | 1.435 | 1.435 | 1.435 | 1.435 | 1.435 | 1.435 | 1.435 | 1.435 | 1.435 | 1.435 | 1.435 | 1.435 | 1.435 | 1.435
8h | of which onshore wind |  |  | 21.32 | 21.2012 | 21.0397 | 21.4345 | 21.5659 | 21.7182 | 21.5896 | 21.4044 | 21.515 | 21.5588 | 21.5121 | 21.6068 | 21.2692 | 21.1939 | 21.3389 | 21.1731 | 21.0169 | 20.7244
8i | of which offshore wind |  |  | 0 | 0 | 0 | 0 | 0 | 0 | 0 | 0 | 0 | 0 | 0 | 0 | 0 | 0 | 0 | 0 | 0 | 0
8j | of which Solar |  |  | 1.4851 | 1.4486 | 1.475 | 1.475 | 1.4717 | 1.4623 | 1.4495 | 1.4588 | 1.5033 | 1.5103 | 1.5239 | 1.5783 | 1.6116 | 1.662 | 1.7162 | 1.8155 | 1.9788 | 2.2098
8k | of which Biomass |  |  | 0.74 | 0.74 | 0.74 | 0.74 | 0.74 | 0.74 | 0.74 | 0.74 | 0.74 | 0.74 | 0.74 | 0.74 | 0.74 | 0.74 | 0.74 | 0.74 | 0.74 | 0.74
8l | of which other RES (apart from hydro) |  |  | 1.128 | 1.128 | 1.128 | 1.128 | 1.128 | 0.952 | 0.952 | 0.952 | 0.952 | 1.208 | 1.208 | 1.208 | 1.208 | 1.208 | 1.418 | 1.418 | 1.418 | 1.418
8m | Hydro power (total) |  |  | 8.447 | 8.447 | 8.447 | 8.447 | 8.447 | 9.877 | 9.877 | 9.877 | 9.877 | 9.942 | 9.942 | 9.942 | 9.942 | 9.942 | 9.078 | 9.078 | 9.078 | 9.078
8n | of which renewable hydro generation |  |  | 7.246 | 7.246 | 7.246 | 7.246 | 7.246 | 8.002 | 8.002 | 8.002 | 8.002 | 7.994 | 7.994 | 7.994 | 7.994 | 7.994 | 7.206 | 7.206 | 7.206 | 7.206
8o | of which other non-RES (incl. not clearly identifiable energy sources) |  |  | 0 | 0 | 0 | 0 | 0 | 0 | 0 | 0 | 0 | 0 | 0 | 0 | 0 | 0 | 0 | 0 | 0 | 0
9 | Available capacity (9 = 6 - (7 + 8)) |  |  | 54.577 | 56.0242 | 56.4343 | 56.5756 | 56.4474 | 57.6915 | 58.3859 | 58.5618 | 58.4067 | 57.4139 | 57.4469 | 57.3018 | 57.6062 | 56.263 | 55.8539 | 55.2015 | 55.1813 | 54.7928
10 | Outages: average expected value (all power stations) |  |  | 2.4019 | 2.4795 | 2.496 | 2.5228 | 2.5228 | 2.5954 | 2.6231 | 2.6231 | 2.6231 | 2.5963 | 2.5963 | 2.5912 | 2.5912 | 2.5147 | 2.5147 | 2.475 | 2.4742 | 2.4472
11 | System services reserve (one hour ahead of real time) |  |  | 0.9 | 0.9 | 0.9 | 0.9 | 0.9 | 0.9 | 0.9 | 0.9 | 0.9 | 0.9 | 0.9 | 0.9 | 0.9 | 0.9 | 0.9 | 0.9 | 0.9 | 0.9
12 | Reliably available capacity (12 = 9 - (10 + 11)) |  |  | 51.275 | 52.6447 | 53.0383 | 53.1528 | 53.0246 | 54.1961 | 54.8628 | 55.0387 | 54.8836 | 53.9176 | 53.9507 | 53.8107 | 54.115 | 52.8483 | 52.4392 | 51.8264 | 51.8071 | 51.4456
13 | Load at reference point in time |  |  | 38 | 38.171 | 38.171 | 37.24 | 36.7745 | 36.3992 | 36.5836 | 36.7678 | 36.86 | 36.48 | 36.024 | 35.568 | 35.112 | 34.2 | 33.9815 | 33.516 | 32.585 | 30.9092
13b | Population average daily (24h) temperature (degrees Celsius) |  |  | 19.9 | 20.73 | 21.51 | 22.21 | 22.82 | 23.33 | 23.74 | 24.01 | 24.17 | 24.18 | 24.06 | 23.79 | 23.39 | 22.86 | 22.2 | 21.41 | 20.52 | 19.54
14 | Load reduction / load management and strategic reserves available at reference point in time |  |  | 2 | 2 | 2 | 2 | 2 | 2 | 2 | 2 | 2 | 2 | 2 | 2 | 2 | 2 | 2 | 2 | 2 | 2
15 | Net weekly load at reference point in time (15 = 13-14) |  |  | 36 | 36.171 | 36.171 | 35.24 | 34.7745 | 34.3992 | 34.5836 | 34.7678 | 34.86 | 34.48 | 34.024 | 33.568 | 33.112 | 32.2 | 31.9815 | 31.516 | 30.585 | 28.9092
16 | Remaining capacity at reference point in time (16 = 12- 15) |  |  | 15.275 | 16.4737 | 16.8673 | 17.9128 | 18.2501 | 19.7968 | 20.2793 | 20.2708 | 20.0236 | 19.4376 | 19.9267 | 20.2427 | 21.003 | 20.6483 | 20.4577 | 20.3104 | 21.2221 | 22.5364
B1 | Weekly peak load (unrestricted reference point in time) |  |  | 38.5 | 38.95 | 38.95 | 38 | 37.525 | 37.525 | 37.715 | 37.905 | 38 | 38 | 37.525 | 37.05 | 36.575 | 35.625 | 34.675 | 34.2 | 33.25 | 31.54
B2 | Daily hour of expected weekly peak load (e.g. 21st hour if the peak load is between 20:00 CET to 21:00 CET) |  |  | 13 | 13 | 13 | 13 | 13 | 13 | 13 | 13 | 13 | 14 | 14 | 14 | 14 | 14 | 14 | 14 | 14 | 14
PART C : DATA FOR SEVERE CONDITIONS
17 | Non-usable capacity at reference point (all power stations including mothballed, authorization & technical & legal constraints, energy source unavailability etc. ) |  |  | 39.1686 | 39.1176 | 39.1426 | 39.0811 | 39.0903 | 40.3481 | 40.3012 | 40.3064 | 40.441 | 40.727 | 40.7931 | 41.046 | 41.005 | 41.0255 | 40.5971 | 40.655 | 40.7165 | 41.029
17a | of which nuclear |  |  | 0 | 0 | 0 | 0 | 0 | 0 | 0 | 0 | 0 | 0 | 0 | 0 | 0 | 0 | 0 | 0 | 0 | 0
17b | of which Lignite |  |  | 0 | 0 | 0 | 0 | 0 | 0 | 0 | 0 | 0 | 0 | 0 | 0 | 0 | 0 | 0 | 0 | 0 | 0
17c | of which Hard Coal |  |  | 0 | 0 | 0 | 0 | 0 | 0 | 0 | 0 | 0 | 0 | 0 | 0 | 0 | 0 | 0 | 0 | 0 | 0
17d | of which Gas |  |  | 2.855 | 2.855 | 2.855 | 2.855 | 2.855 | 2.855 | 2.855 | 2.855 | 2.855 | 2.855 | 2.855 | 2.855 | 2.855 | 2.855 | 2.855 | 2.855 | 2.855 | 2.855
17e | of which Oil |  |  | 0 | 0 | 0 | 0 | 0 | 0 | 0 | 0 | 0 | 0 | 0 | 0 | 0 | 0 | 0 | 0 | 0 | 0
17f | of which Oil Shale |  |  | 0 | 0 | 0 | 0 | 0 | 0 | 0 | 0 | 0 | 0 | 0 | 0 | 0 | 0 | 0 | 0 | 0 | 0
17g | of which Mixed Fuels |  |  | 1.435 | 1.435 | 1.435 | 1.435 | 1.435 | 1.435 | 1.435 | 1.435 | 1.435 | 1.435 | 1.435 | 1.435 | 1.435 | 1.435 | 1.435 | 1.435 | 1.435 | 1.435
17h | of which onshore wind |  |  | 22.4663 | 22.399 | 22.4288 | 22.4282 | 22.4406 | 22.4259 | 22.416 | 22.406 | 22.4565 | 22.4076 | 22.4286 | 22.5798 | 22.4811 | 22.3993 | 22.5135 | 22.4725 | 22.3457 | 22.3929
17i | of which offshore wind |  |  | 0 | 0 | 0 | 0 | 0 | 0 | 0 | 0 | 0 | 0 | 0 | 0 | 0 | 0 | 0 | 0 | 0 | 0
17j | of which Solar |  |  | 2.0973 | 2.1136 | 2.1088 | 2.0479 | 2.0447 | 2.0632 | 2.0263 | 2.0413 | 2.1255 | 2.1395 | 2.1845 | 2.2862 | 2.344 | 2.4462 | 2.5576 | 2.6565 | 2.8448 | 3.1101
17k | of which Biomass |  |  | 0.74 | 0.74 | 0.74 | 0.74 | 0.74 | 0.74 | 0.74 | 0.74 | 0.74 | 0.74 | 0.74 | 0.74 | 0.74 | 0.74 | 0.74 | 0.74 | 0.74 | 0.74
17l | of which other RES (apart from hydro) |  |  | 1.128 | 1.128 | 1.128 | 1.128 | 1.128 | 0.952 | 0.952 | 0.952 | 0.952 | 1.208 | 1.208 | 1.208 | 1.208 | 1.208 | 1.418 | 1.418 | 1.418 | 1.418
17m | Hydro power (total) |  |  | 8.447 | 8.447 | 8.447 | 8.447 | 8.447 | 9.877 | 9.877 | 9.877 | 9.877 | 9.942 | 9.942 | 9.942 | 9.942 | 9.942 | 9.078 | 9.078 | 9.078 | 9.078
17n | of which renewable hydro generation |  |  | 7.246 | 7.246 | 7.246 | 7.246 | 7.246 | 8.002 | 8.002 | 8.002 | 8.002 | 7.994 | 7.994 | 7.994 | 7.994 | 7.994 | 7.206 | 7.206 | 7.206 | 7.206
17o | of which other non-RES (incl. not clearly identifiable energy sources) |  |  | 0 | 0 | 0 | 0 | 0 | 0 | 0 | 0 | 0 | 0 | 0 | 0 | 0 | 0 | 0 | 0 | 0 | 0
18 | Available capacity (18 = 6 - (7 + 17)) |  |  | 52.8184 | 54.1614 | 54.4114 | 55.0089 | 54.9997 | 56.3829 | 56.9828 | 56.9776 | 56.843 | 55.936 | 55.8699 | 55.621 | 55.662 | 54.2735 | 53.8379 | 53.061 | 52.9865 | 52.224
19 | Outages: average expected value (all power stations) under SEVERE conditions |  |  | 2.4019 | 2.4795 | 2.496 | 2.5228 | 2.5228 | 2.5954 | 2.6231 | 2.6231 | 2.6231 | 2.5963 | 2.5963 | 2.5912 | 2.5912 | 2.5147 | 2.5147 | 2.475 | 2.4742 | 2.4472
20 | System services reserve (one hour ahead of real time) under SEVERE conditions |  |  | 0.9 | 0.9 | 0.9 | 0.9 | 0.9 | 0.9 | 0.9 | 0.9 | 0.9 | 0.9 | 0.9 | 0.9 | 0.9 | 0.9 | 0.9 | 0.9 | 0.9 | 0.9
21 | Reliably available capacity under SEVERE conditions (21 = 18 - (19 + 20)) |  |  | 49.5165 | 50.782 | 51.0155 | 51.5861 | 51.5769 | 52.8874 | 53.4597 | 53.4545 | 53.3199 | 52.4397 | 52.3736 | 52.1299 | 52.1708 | 50.8588 | 50.4232 | 49.686 | 49.6122 | 48.8767
22 | Load at reference point in time (19:00 CET) under SEVERE conditions |  |  | 39.8 | 40.18 | 40.18 | 39.2 | 38.71 | 38.315 | 38.509 | 38.703 | 38.8 | 38.4 | 37.92 | 37.44 | 36.96 | 36 | 35.77 | 35.28 | 34.3 | 32.536
23 | Load reduction / load management and strategic reserves available at reference point in time (19:00 CET) under SEVERE conditions |  |  | 2 | 2 | 2 | 2 | 2 | 2 | 2 | 2 | 2 | 2 | 2 | 2 | 2 | 2 | 2 | 2 | 2 | 2
24 | Net weekly peak load for SEVERE conditions (24 = 22-23) |  |  | 37.8 | 38.18 | 38.18 | 37.2 | 36.71 | 36.315 | 36.509 | 36.703 | 36.8 | 36.4 | 35.92 | 35.44 | 34.96 | 34 | 33.77 | 33.28 | 32.3 | 30.536
25 | Remaining capacity for SEVERE conditions (25 = 21-24) |  |  | 11.7165 | 12.602 | 12.8355 | 14.3861 | 14.8669 | 16.5724 | 16.9507 | 16.7515 | 16.5199 | 16.0397 | 16.4536 | 16.6899 | 17.2108 | 16.8588 | 16.6532 | 16.406 | 17.3122 | 18.3407
C1 | Weekly peak load under SEVERE conditions (unrestricted reference point in time) |  |  | 40.5 | 41 | 41 | 40 | 39.5 | 39.5 | 39.7 | 39.9 | 40 | 40 | 39.5 | 39 | 38.5 | 37.5 | 36.5 | 36 | 35 | 33.2
C2 | Daily hour of expected weekly peak load (e.g. 21st hour if the peak load is between 20:00 CET to 21:00 CET) |  |  | 13 | 13 | 13 | 13 | 13 | 13 | 13 | 13 | 13 | 14 | 14 | 14 | 14 | 14 | 14 | 14 | 14 | 14
PART D: ADDITIONAL INFORMATION FOR INTERCONNECTORS
31 | Simultaneous importable capacity |  | From | 4.2 | 3.6 | 3.7 | 3.7 | 3.7 | 4.3 | 4.3 | 4.3 | 4.3 | 4 | 4 | 4.2 | 4.3 | 4.25 | 3.85 | 4.05 | 4.7 | 4.7
32 | Simultaneous exportable capacity |  | To | 3.7 | 3.16 | 3.26 | 2.16 | 2.16 | 4.16 | 4.16 | 4.16 | 4.46 | 3.98 | 3.98 | 2.7 | 3.2 | 2.88 | 2.43 | 2.73 | 3.53 | 3.53

## EE
Summer Outlook Report 2016 | [21 empty] | Downward load factors modified
| Power Data (all entries are assumed to be >0) |  |  | Countrycode: |  | EE
| (Net values in GW, at a synchronous time every week) |  |  | Countryname: |  | Estonia
| The dates are related to Wednesday of each week |  |  | 2016-06-01 | 2016-06-08 | 2016-06-15 | 2016-06-22 | 2016-06-29 | 2016-07-06 | 2016-07-13 | 2016-07-20 | 2016-07-27 | 2016-08-03 | 2016-08-10 | 2016-08-17 | 2016-08-24 | 2016-08-31 | 2016-09-07 | 2016-09-14 | 2016-09-21 | 2016-09-28
| WEEK |  |  | 22 | 23 | 24 | 25 | 26 | 27 | 28 | 29 | 30 | 31 | 32 | 33 | 34 | 35 | 36 | 37 | 38 | 39
| Time (CET) |  |  | 12:00 | 12:00 | 12:00 | 12:00 | 12:00 | 12:00 | 12:00 | 12:00 | 12:00 | 12:00 | 12:00 | 12:00 | 12:00 | 12:00 | 12:00 | 12:00 | 12:00 | 12:00
Line | PART A : INDIGINEOUS NATIONAL GENERATION | Severe Average Outage Rate | Normal Average Outage Rate
Net generating capacity:
1 | Nuclear Power | 0% | 0%
2 | Fossil Fuels |  |  | 2.5745 | 2.5745 | 2.5745 | 2.5745 | 2.5745 | 2.5745 | 2.5745 | 2.5745 | 2.5745 | 2.5745 | 2.5745 | 2.5745 | 2.5745 | 2.5745 | 2.5745 | 2.5745 | 2.5745 | 2.5745
2a | of which Lignite | 0% | 0% | 0 | 0 | 0 | 0 | 0 | 0 | 0 | 0 | 0 | 0 | 0 | 0 | 0 | 0 | 0 | 0 | 0 | 0
2b | of which Hard Coal | 0% | 0% | 0 | 0 | 0 | 0 | 0 | 0 | 0 | 0 | 0 | 0 | 0 | 0 | 0 | 0 | 0 | 0 | 0 | 0
2c | of which Gas | 0% | 0% | 0.262 | 0.262 | 0.262 | 0.262 | 0.262 | 0.262 | 0.262 | 0.262 | 0.262 | 0.262 | 0.262 | 0.262 | 0.262 | 0.262 | 0.262 | 0.262 | 0.262 | 0.262
2d | of which Oil | 0% | 0% | 0.0845 | 0.0845 | 0.0845 | 0.0845 | 0.0845 | 0.0845 | 0.0845 | 0.0845 | 0.0845 | 0.0845 | 0.0845 | 0.0845 | 0.0845 | 0.0845 | 0.0845 | 0.0845 | 0.0845 | 0.0845
2e | of which Oil Shale | 15% | 9% | 1.704 | 1.704 | 1.704 | 1.704 | 1.704 | 1.704 | 1.704 | 1.704 | 1.704 | 1.704 | 1.704 | 1.704 | 1.704 | 1.704 | 1.704 | 1.704 | 1.704 | 1.704
2f | of which Mixed Fuels | 0% | 0% | 0.524 | 0.524 | 0.524 | 0.524 | 0.524 | 0.524 | 0.524 | 0.524 | 0.524 | 0.524 | 0.524 | 0.524 | 0.524 | 0.524 | 0.524 | 0.524 | 0.524 | 0.524
3 | Renewable Energy Sources (other than hydro) |  |  | 0.40917 | 0.40917 | 0.40917 | 0.40917 | 0.40917 | 0.40917 | 0.40917 | 0.40917 | 0.40917 | 0.40917 | 0.40917 | 0.40917 | 0.40917 | 0.40917 | 0.40917 | 0.40917 | 0.40917 | 0.40917
3a | of which onshore wind | 0% | 0% | 0.30658 | 0.30658 | 0.30658 | 0.30658 | 0.30658 | 0.30658 | 0.30658 | 0.30658 | 0.30658 | 0.30658 | 0.30658 | 0.30658 | 0.30658 | 0.30658 | 0.30658 | 0.30658 | 0.30658 | 0.30658
3b | of which offshore wind | 0% | 0% | 0 | 0 | 0 | 0 | 0 | 0 | 0 | 0 | 0 | 0 | 0 | 0 | 0 | 0 | 0 | 0 | 0 | 0
3c | of which Solar (PV) | 0% | 0% | 0.00059 | 0.00059 | 0.00059 | 0.00059 | 0.00059 | 0.00059 | 0.00059 | 0.00059 | 0.00059 | 0.00059 | 0.00059 | 0.00059 | 0.00059 | 0.00059 | 0.00059 | 0.00059 | 0.00059 | 0.00059
3d | of which Biomass | 0% | 0% | 0.102 | 0.102 | 0.102 | 0.102 | 0.102 | 0.102 | 0.102 | 0.102 | 0.102 | 0.102 | 0.102 | 0.102 | 0.102 | 0.102 | 0.102 | 0.102 | 0.102 | 0.102
3e | of which other RES (apart from hydro, including tidal, wave, geothermal, waste renewable, CSP,…) | 0% | 0% | 0 | 0 | 0 | 0 | 0 | 0 | 0 | 0 | 0 | 0 | 0 | 0 | 0 | 0 | 0 | 0 | 0 | 0
4 | Hydro power (total) | 0% | 0% | 0.0077 | 0.0077 | 0.0077 | 0.0077 | 0.0077 | 0.0077 | 0.0077 | 0.0077 | 0.0077 | 0.0077 | 0.0077 | 0.0077 | 0.0077 | 0.0077 | 0.0077 | 0.0077 | 0.0077 | 0.0077
4a | of which renewable hydro generation |  |  | 0.0077 | 0.0077 | 0.0077 | 0.0077 | 0.0077 | 0.0077 | 0.0077 | 0.0077 | 0.0077 | 0.0077 | 0.0077 | 0.0077 | 0.0077 | 0.0077 | 0.0077 | 0.0077 | 0.0077 | 0.0077
5 | Other non-RES (incl. not clearly identifiable energy sources) | 0% | 0% | 0.01 | 0.01 | 0.01 | 0.01 | 0.01 | 0.01 | 0.01 | 0.01 | 0.01 | 0.01 | 0.01 | 0.01 | 0.01 | 0.01 | 0.01 | 0.01 | 0.01 | 0.01
6 | Net generating capacity (6 = 1+2+3+4+5) |  |  | 3.0014 | 3.0014 | 3.0014 | 3.0014 | 3.0014 | 3.0014 | 3.0014 | 3.0014 | 3.0014 | 3.0014 | 3.0014 | 3.0014 | 3.0014 | 3.0014 | 3.0014 | 3.0014 | 3.0014 | 3.0014
7 | Maintenance & Overhauls (all power stations) |  |  | 0.374 | 0.374 | 0.292 | 0.292 | 0.292 | 0.292 | 0.292 | 0.1 | 0.263 | 0.263 | 0.263 | 0.1 | 0.263 | 0.273 | 0.273 | 0.1 | 0.1 | 0.1
7a | of which nuclear |  |  | 0 | 0 | 0 | 0 | 0 | 0 | 0 | 0 | 0 | 0 | 0 | 0 | 0 | 0 | 0 | 0 | 0 | 0
7b | of which Lignite |  |  | 0 | 0 | 0 | 0 | 0 | 0 | 0 | 0 | 0 | 0 | 0 | 0 | 0 | 0 | 0 | 0 | 0 | 0
7c | of which Hard Coal |  |  | 0 | 0 | 0 | 0 | 0 | 0 | 0 | 0 | 0 | 0 | 0 | 0 | 0 | 0 | 0 | 0 | 0 | 0
7d | of which Gas |  |  | 0.1 | 0.1 | 0.1 | 0.1 | 0.1 | 0.1 | 0.1 | 0.1 | 0.1 | 0.1 | 0.1 | 0.1 | 0.1 | 0.1 | 0.1 | 0.1 | 0.1 | 0.1
7e | of which Oil |  |  | 0 | 0 | 0 | 0 | 0 | 0 | 0 | 0 | 0 | 0 | 0 | 0 | 0 | 0 | 0 | 0 | 0 | 0
7f | of which Oil Shale |  |  | 0 | 0 | 0.192 | 0.192 | 0.192 | 0.192 | 0.192 | 0 | 0.163 | 0.163 | 0.163 | 0 | 0.163 | 0.173 | 0.173 | 0 | 0 | 0
7g | of which Mixed Fuels |  |  | 0.274 | 0.274 | 0 | 0 | 0 | 0 | 0 | 0 | 0 | 0 | 0 | 0 | 0 | 0 | 0 | 0 | 0 | 0
7h | of which onshore wind |  |  | 0 | 0 | 0 | 0 | 0 | 0 | 0 | 0 | 0 | 0 | 0 | 0 | 0 | 0 | 0 | 0 | 0 | 0
7i | of which offshore wind |  |  | 0 | 0 | 0 | 0 | 0 | 0 | 0 | 0 | 0 | 0 | 0 | 0 | 0 | 0 | 0 | 0 | 0 | 0
7j | of which Solar (PV) |  |  | 0 | 0 | 0 | 0 | 0 | 0 | 0 | 0 | 0 | 0 | 0 | 0 | 0 | 0 | 0 | 0 | 0 | 0
7k | of which Biomass |  |  | 0 | 0 | 0 | 0 | 0 | 0 | 0 | 0 | 0 | 0 | 0 | 0 | 0 | 0 | 0 | 0 | 0 | 0
7l | of which other RES (NO hydro, including tidal, wave, geothermal, waste renewable, CSP,…) |  |  | 0 | 0 | 0 | 0 | 0 | 0 | 0 | 0 | 0 | 0 | 0 | 0 | 0 | 0 | 0 | 0 | 0 | 0
7m | Hydro power (total) |  |  | 0 | 0 | 0 | 0 | 0 | 0 | 0 | 0 | 0 | 0 | 0 | 0 | 0 | 0 | 0 | 0 | 0 | 0
7n | of which renewable hydro generation |  |  | 0 | 0 | 0 | 0 | 0 | 0 | 0 | 0 | 0 | 0 | 0 | 0 | 0 | 0 | 0 | 0 | 0 | 0
7o | of which other non-RES (including CHP non-renewable, waste non-renewable and other not clearly identified generation ) |  |  | 0 | 0 | 0 | 0 | 0 | 0 | 0 | 0 | 0 | 0 | 0 | 0 | 0 | 0 | 0 | 0 | 0 | 0
PART B : DATA UNDER NORMAL CONDITIONS
8 | Non-usable capacity at reference point (all power stations including mothballed, authorization & technical & legal constraints, energy source unavailability etc. ) |  |  | 0.32858 | 0.33073 | 0.32352 | 0.32332 | 0.33502 | 0.34335 | 0.34042 | 0.3356 | 0.33958 | 0.34144 | 0.33503 | 0.33487 | 0.33778 | 0.33463 | 0.33483 | 0.31908 | 0.31229 | 0.31788
8a | of which nuclear |  |  | 0 | 0 | 0 | 0 | 0 | 0 | 0 | 0 | 0 | 0 | 0 | 0 | 0 | 0 | 0 | 0 | 0 | 0
8b | of which Lignite |  |  | 0 | 0 | 0 | 0 | 0 | 0 | 0 | 0 | 0 | 0 | 0 | 0 | 0 | 0 | 0 | 0 | 0 | 0
8c | of which Hard Coal |  |  | 0 | 0 | 0 | 0 | 0 | 0 | 0 | 0 | 0 | 0 | 0 | 0 | 0 | 0 | 0 | 0 | 0 | 0
8d | of which Gas |  |  | 0.052 | 0.052 | 0.052 | 0.052 | 0.052 | 0.052 | 0.052 | 0.052 | 0.052 | 0.052 | 0.052 | 0.052 | 0.052 | 0.052 | 0.052 | 0.052 | 0.052 | 0.052
8e | of which Oil |  |  | 0 | 0 | 0 | 0 | 0 | 0 | 0 | 0 | 0 | 0 | 0 | 0 | 0 | 0 | 0 | 0 | 0 | 0
8f | of which Oil Shale |  |  | 0 | 0 | 0 | 0 | 0 | 0 | 0 | 0 | 0 | 0 | 0 | 0 | 0 | 0 | 0 | 0 | 0 | 0
8g | of which Mixed Fuels |  |  | 0 | 0 | 0 | 0 | 0 | 0 | 0 | 0 | 0 | 0 | 0 | 0 | 0 | 0 | 0 | 0 | 0 | 0
8h | of which onshore wind |  |  | 0.27633 | 0.27849 | 0.27128 | 0.27107 | 0.28276 | 0.29108 | 0.28816 | 0.28334 | 0.2873 | 0.28916 | 0.28275 | 0.28257 | 0.28545 | 0.28227 | 0.28244 | 0.26668 | 0.25986 | 0.2654
8i | of which offshore wind |  |  | 0 | 0 | 0 | 0 | 0 | 0 | 0 | 0 | 0 | 0 | 0 | 0 | 0 | 0 | 0 | 0 | 0 | 0
8j | of which Solar |  |  | 0.00024493 | 0.0002469 | 0.00024745 | 0.00024998 | 0.00025669 | 0.00026463 | 0.00026404 | 0.00026846 | 0.0002751 | 0.00027574 | 0.00027876 | 0.00029217 | 0.00032327 | 0.0003615 | 0.00038261 | 0.00040696 | 0.00043198 | 0.00048438
8k | of which Biomass |  |  | 0 | 0 | 0 | 0 | 0 | 0 | 0 | 0 | 0 | 0 | 0 | 0 | 0 | 0 | 0 | 0 | 0 | 0
8l | of which other RES (apart from hydro) |  |  | 0 | 0 | 0 | 0 | 0 | 0 | 0 | 0 | 0 | 0 | 0 | 0 | 0 | 0 | 0 | 0 | 0 | 0
8m | Hydro power (total) |  |  | 0 | 0 | 0 | 0 | 0 | 0 | 0 | 0 | 0 | 0 | 0 | 0 | 0 | 0 | 0 | 0 | 0 | 0
8n | of which renewable hydro generation |  |  | 0 | 0 | 0 | 0 | 0 | 0 | 0 | 0 | 0 | 0 | 0 | 0 | 0 | 0 | 0 | 0 | 0 | 0
8o | of which other non-RES (incl. not clearly identifiable energy sources) |  |  | 0 | 0 | 0 | 0 | 0 | 0 | 0 | 0 | 0 | 0 | 0 | 0 | 0 | 0 | 0 | 0 | 0 | 0
9 | Available capacity (9 = 6 - (7 + 8)) |  |  | 2.2988 | 2.2966 | 2.3858 | 2.386 | 2.3744 | 2.366 | 2.3689 | 2.5658 | 2.3988 | 2.3969 | 2.4033 | 2.5665 | 2.4006 | 2.3937 | 2.3935 | 2.5823 | 2.5891 | 2.5835
10 | Outages: average expected value (all power stations) |  |  | 0.15336 | 0.15336 | 0.13608 | 0.13608 | 0.13608 | 0.13608 | 0.13608 | 0.15336 | 0.13869 | 0.13869 | 0.13869 | 0.15336 | 0.13869 | 0.13779 | 0.13779 | 0.15336 | 0.15336 | 0.15336
11 | System services reserve (one hour ahead of real time) |  |  | 0.25 | 0.25 | 0.25 | 0.25 | 0.25 | 0.25 | 0.25 | 0.25 | 0.25 | 0.25 | 0.25 | 0.25 | 0.25 | 0.25 | 0.25 | 0.25 | 0.25 | 0.25
12 | Reliably available capacity (12 = 9 - (10 + 11)) |  |  | 1.8954 | 1.8933 | 1.9998 | 2 | 1.9883 | 1.9799 | 1.9829 | 2.1624 | 2.0101 | 2.0082 | 2.0147 | 2.1631 | 2.0119 | 2.006 | 2.0058 | 2.1789 | 2.1857 | 2.1801
13 | Load at reference point in time |  |  | 0.894 | 0.866 | 0.853 | 0.837 | 0.832 | 0.808 | 0.813 | 0.817 | 0.815 | 0.825 | 0.841 | 0.856 | 0.877 | 0.901 | 0.918 | 0.937 | 0.961 | 0.988
13b | Population average daily (24h) temperature (degrees Celsius) |  |  | 12.35 | 13.32 | 14.17 | 14.89 | 15.46 | 15.88 | 16.13 | 16.22 | 16.13 | 15.88 | 15.47 | 14.9 | 14.18 | 13.33 | 12.37 | 11.3 | 10.16 | 8.96
14 | Load reduction / load management and strategic reserves available at reference point in time |  |  | 0 | 0 | 0 | 0 | 0 | 0 | 0 | 0 | 0 | 0 | 0 | 0 | 0 | 0 | 0 | 0 | 0 | 0
15 | Net weekly load at reference point in time (15 = 13-14) |  |  | 0.894 | 0.866 | 0.853 | 0.837 | 0.832 | 0.808 | 0.813 | 0.817 | 0.815 | 0.825 | 0.841 | 0.856 | 0.877 | 0.901 | 0.918 | 0.937 | 0.961 | 0.988
16 | Remaining capacity at reference point in time (16 = 12- 15) |  |  | 1.0014 | 1.0273 | 1.1468 | 1.163 | 1.1563 | 1.1719 | 1.1699 | 1.3454 | 1.1951 | 1.1832 | 1.1737 | 1.3071 | 1.1349 | 1.105 | 1.0878 | 1.2419 | 1.2247 | 1.1921
B1 | Weekly peak load (unrestricted reference point in time) |  |  | 0.927 | 0.894 | 0.891 | 0.878 | 0.857 | 0.821 | 0.84 | 0.845 | 0.817 | 0.825 | 0.848 | 0.859 | 0.883 | 0.912 | 0.928 | 0.949 | 0.998 | 1.011
B2 | Daily hour of expected weekly peak load (e.g. 21st hour if the peak load is between 20:00 CET to 21:00 CET) |  |  | 10:00 CET | 10:00 CET | 10:00 CET | 10:00 CET | 10:00 CET | 10:00 CET | 10:00 CET | 10:00 CET | 10:00 CET | 13:00 CET | 10:00 CET | 10:00 CET | 10:00 CET | 08:00 CET | 08:00 CET | 08:00 CET | 08:00 CET | 08:00 CET
PART C : DATA FOR SEVERE CONDITIONS
17 | Non-usable capacity at reference point (all power stations including mothballed, authorization & technical & legal constraints, energy source unavailability etc. ) |  |  | 0.35792 | 0.35758 | 0.35534 | 0.35571 | 0.35743 | 0.35791 | 0.35707 | 0.35705 | 0.35805 | 0.35838 | 0.35778 | 0.35758 | 0.35866 | 0.35853 | 0.35786 | 0.35567 | 0.35672 | 0.35718
17a | of which nuclear |  |  | 0 | 0 | 0 | 0 | 0 | 0 | 0 | 0 | 0 | 0 | 0 | 0 | 0 | 0 | 0 | 0 | 0 | 0
17b | of which Lignite |  |  | 0 | 0 | 0 | 0 | 0 | 0 | 0 | 0 | 0 | 0 | 0 | 0 | 0 | 0 | 0 | 0 | 0 | 0
17c | of which Hard Coal |  |  | 0 | 0 | 0 | 0 | 0 | 0 | 0 | 0 | 0 | 0 | 0 | 0 | 0 | 0 | 0 | 0 | 0 | 0
17d | of which Gas |  |  | 0.052 | 0.052 | 0.052 | 0.052 | 0.052 | 0.052 | 0.052 | 0.052 | 0.052 | 0.052 | 0.052 | 0.052 | 0.052 | 0.052 | 0.052 | 0.052 | 0.052 | 0.052
17e | of which Oil |  |  | 0 | 0 | 0 | 0 | 0 | 0 | 0 | 0 | 0 | 0 | 0 | 0 | 0 | 0 | 0 | 0 | 0 | 0
17f | of which Oil Shale |  |  | 0 | 0 | 0 | 0 | 0 | 0 | 0 | 0 | 0 | 0 | 0 | 0 | 0 | 0 | 0 | 0 | 0 | 0
17g | of which Mixed Fuels |  |  | 0 | 0 | 0 | 0 | 0 | 0 | 0 | 0 | 0 | 0 | 0 | 0 | 0 | 0 | 0 | 0 | 0 | 0
17h | of which onshore wind |  |  | 0.3056 | 0.30525 | 0.30297 | 0.30336 | 0.30507 | 0.30552 | 0.30469 | 0.30467 | 0.30565 | 0.30597 | 0.30534 | 0.30513 | 0.30617 | 0.30602 | 0.30534 | 0.30313 | 0.30418 | 0.30463
17i | of which offshore wind |  |  | 0 | 0 | 0 | 0 | 0 | 0 | 0 | 0 | 0 | 0 | 0 | 0 | 0 | 0 | 0 | 0 | 0 | 0
17j | of which Solar |  |  | 0.00031794 | 0.00033095 | 0.0003787 | 0.00035213 | 0.00036391 | 0.000393 | 0.00037732 | 0.00038057 | 0.00039456 | 0.00041244 | 0.00043177 | 0.00045329 | 0.00049353 | 0.00050676 | 0.00051908 | 0.0005358 | 0.00054181 | 0.00055002
17k | of which Biomass |  |  | 0 | 0 | 0 | 0 | 0 | 0 | 0 | 0 | 0 | 0 | 0 | 0 | 0 | 0 | 0 | 0 | 0 | 0
17l | of which other RES (apart from hydro) |  |  | 0 | 0 | 0 | 0 | 0 | 0 | 0 | 0 | 0 | 0 | 0 | 0 | 0 | 0 | 0 | 0 | 0 | 0
17m | Hydro power (total) |  |  | 0 | 0 | 0 | 0 | 0 | 0 | 0 | 0 | 0 | 0 | 0 | 0 | 0 | 0 | 0 | 0 | 0 | 0
17n | of which renewable hydro generation |  |  | 0 | 0 | 0 | 0 | 0 | 0 | 0 | 0 | 0 | 0 | 0 | 0 | 0 | 0 | 0 | 0 | 0 | 0
17o | of which other non-RES (incl. not clearly identifiable energy sources) |  |  | 0 | 0 | 0 | 0 | 0 | 0 | 0 | 0 | 0 | 0 | 0 | 0 | 0 | 0 | 0 | 0 | 0 | 0
18 | Available capacity (18 = 6 - (7 + 17)) |  |  | 2.2694 | 2.2698 | 2.354 | 2.3537 | 2.3519 | 2.3515 | 2.3523 | 2.5443 | 2.3803 | 2.38 | 2.3806 | 2.5438 | 2.3797 | 2.3698 | 2.3705 | 2.5457 | 2.5446 | 2.5442
19 | Outages: average expected value (all power stations) under SEVERE conditions |  |  | 0.2556 | 0.2556 | 0.2268 | 0.2268 | 0.2268 | 0.2268 | 0.2268 | 0.2556 | 0.23115 | 0.23115 | 0.23115 | 0.2556 | 0.23115 | 0.22965 | 0.22965 | 0.2556 | 0.2556 | 0.2556
20 | System services reserve (one hour ahead of real time) under SEVERE conditions |  |  | 0.25 | 0.25 | 0.25 | 0.25 | 0.25 | 0.25 | 0.25 | 0.25 | 0.25 | 0.25 | 0.25 | 0.25 | 0.25 | 0.25 | 0.25 | 0.25 | 0.25 | 0.25
21 | Reliably available capacity under SEVERE conditions (21 = 18 - (19 + 20)) |  |  | 1.7638 | 1.7642 | 1.8772 | 1.8769 | 1.8751 | 1.8747 | 1.8755 | 2.0387 | 1.8992 | 1.8988 | 1.8994 | 2.0382 | 1.8986 | 1.8902 | 1.8909 | 2.0401 | 2.039 | 2.0386
22 | Load at reference point in time (19:00 CET) under SEVERE conditions |  |  | 0.9387 | 0.9093 | 0.89565 | 0.87885 | 0.8736 | 0.8484 | 0.85365 | 0.85785 | 0.85575 | 0.86625 | 0.88305 | 0.8988 | 0.92085 | 0.94605 | 0.9639 | 0.98385 | 1.0091 | 1.0374
23 | Load reduction / load management and strategic reserves available at reference point in time (19:00 CET) under SEVERE conditions |  |  | 0 | 0 | 0 | 0 | 0 | 0 | 0 | 0 | 0 | 0 | 0 | 0 | 0 | 0 | 0 | 0 | 0 | 0
24 | Net weekly peak load for SEVERE conditions (24 = 22-23) |  |  | 0.9387 | 0.9093 | 0.89565 | 0.87885 | 0.8736 | 0.8484 | 0.85365 | 0.85785 | 0.85575 | 0.86625 | 0.88305 | 0.8988 | 0.92085 | 0.94605 | 0.9639 | 0.98385 | 1.0091 | 1.0374
25 | Remaining capacity for SEVERE conditions (25 = 21-24) |  |  | 0.82515 | 0.85489 | 0.98158 | 0.99801 | 1.0015 | 1.0263 | 1.0218 | 1.1809 | 1.0434 | 1.0326 | 1.0164 | 1.1394 | 0.97771 | 0.94414 | 0.92696 | 1.0563 | 1.03 | 1.0012
C1 | Weekly peak load under SEVERE conditions (unrestricted reference point in time) |  |  | 0.97335 | 0.9387 | 0.93555 | 0.9219 | 0.89985 | 0.86205 | 0.882 | 0.88725 | 0.85785 | 0.86625 | 0.8904 | 0.90195 | 0.92715 | 0.9576 | 0.9744 | 0.99645 | 1.0479 | 1.0615
C2 | Daily hour of expected weekly peak load (e.g. 21st hour if the peak load is between 20:00 CET to 21:00 CET) |  |  | 10:00 CET | 10:00 CET | 10:00 CET | 10:00 CET | 10:00 CET | 10:00 CET | 10:00 CET | 10:00 CET | 10:00 CET | 13:00 CET | 10:00 CET | 10:00 CET | 10:00 CET | 08:00 CET | 08:00 CET | 08:00 CET | 08:00 CET | 08:00 CET
PART D: ADDITIONAL INFORMATION FOR INTERCONNECTORS
31 | Simultaneous importable capacity |  | From | 1.429 | 1.087 | 1.429 | 1.429 | 1.429 | 1.429 | 1.429 | 1.429 | 1.429 | 1.429 | 1.429 | 1.429 | 1.379 | 1.429 | 1.429 | 1.429 | 1.429 | 1.429
32 | Simultaneous exportable capacity |  | To | 1.616 | 1.258 | 1.616 | 1.616 | 1.616 | 1.616 | 1.616 | 1.666 | 1.666 | 1.616 | 1.516 | 1.516 | 1.645 | 1.695 | 1.666 | 1.695 | 1.666 | 1.666

## DK
Summer Outlook Report 2016
| Power Data (all entries are assumed to be >0) |  |  | Countrycode: |  | DK
| (Net values in GW, at a synchronous time every week) |  |  | Countryname: |  | Denmark
| The dates are related to Wednesday of each week |  |  | 2016-06-01 | 2016-06-08 | 2016-06-15 | 2016-06-22 | 2016-06-29 | 2016-07-06 | 2016-07-13 | 2016-07-20 | 2016-07-27 | 2016-08-03 | 2016-08-10 | 2016-08-17 | 2016-08-24 | 2016-08-31 | 2016-09-07 | 2016-09-14 | 2016-09-21 | 2016-09-28
| WEEK |  |  | 22 | 23 | 24 | 25 | 26 | 27 | 28 | 29 | 30 | 31 | 32 | 33 | 34 | 35 | 36 | 37 | 38 | 39
| Time (CET) |  |  | 12:00 | 12:00 | 12:00 | 12:00 | 12:00 | 12:00 | 12:00 | 12:00 | 12:00 | 12:00 | 12:00 | 12:00 | 12:00 | 12:00 | 12:00 | 12:00 | 12:00 | 12:00
Line | PART A : INDIGINEOUS NATIONAL GENERATION | Severe Average Outage Rate | Normal Average Outage Rate
Net generating capacity:
1 | Nuclear Power | 5% | 5% | 0 | 0 | 0 | 0 | 0 | 0 | 0 | 0 | 0 | 0 | 0 | 0 | 0 | 0 | 0 | 0 | 0 | 0
2 | Fossil Fuels |  |  | 4.32 | 4.32 | 4.32 | 4.32 | 4.32 | 4.32 | 4.32 | 4.32 | 4.32 | 4.32 | 4.32 | 4.32 | 4.32 | 4.32 | 4.32 | 4.32 | 4.32 | 4.32
2a | of which Lignite | 9% | 9% | 0 | 0 | 0 | 0 | 0 | 0 | 0 | 0 | 0 | 0 | 0 | 0 | 0 | 0 | 0 | 0 | 0 | 0
2b | of which Hard Coal | 10% | 10% | 1.48 | 1.48 | 1.48 | 1.48 | 1.48 | 1.48 | 1.48 | 1.48 | 1.48 | 1.48 | 1.48 | 1.48 | 1.48 | 1.48 | 1.48 | 1.48 | 1.48 | 1.48
2c | of which Gas | 7% | 7% | 1.09 | 1.09 | 1.09 | 1.09 | 1.09 | 1.09 | 1.09 | 1.09 | 1.09 | 1.09 | 1.09 | 1.09 | 1.09 | 1.09 | 1.09 | 1.09 | 1.09 | 1.09
2d | of which Oil | 9% | 9% | 1.75 | 1.75 | 1.75 | 1.75 | 1.75 | 1.75 | 1.75 | 1.75 | 1.75 | 1.75 | 1.75 | 1.75 | 1.75 | 1.75 | 1.75 | 1.75 | 1.75 | 1.75
2e | of which Oil Shale | 8.75% | 8.75% | 0 | 0 | 0 | 0 | 0 | 0 | 0 | 0 | 0 | 0 | 0 | 0 | 0 | 0 | 0 | 0 | 0 | 0
2f | of which Mixed Fuels | 8.75% | 8.75% | 0 | 0 | 0 | 0 | 0 | 0 | 0 | 0 | 0 | 0 | 0 | 0 | 0 | 0 | 0 | 0 | 0 | 0
3 | Renewable Energy Sources (other than hydro) |  |  | 7.89 | 7.89 | 7.89 | 7.89 | 7.89 | 7.89 | 7.89 | 7.89 | 7.89 | 7.89 | 7.89 | 7.89 | 7.89 | 7.89 | 7.89 | 7.89 | 7.89 | 7.89
3a | of which onshore wind | 0% | 0% | 1.14 | 1.14 | 1.14 | 1.14 | 1.14 | 1.14 | 1.14 | 1.14 | 1.14 | 1.14 | 1.14 | 1.14 | 1.14 | 1.14 | 1.14 | 1.14 | 1.14 | 1.14
3b | of which offshore wind | 0% | 0% | 3.8 | 3.8 | 3.8 | 3.8 | 3.8 | 3.8 | 3.8 | 3.8 | 3.8 | 3.8 | 3.8 | 3.8 | 3.8 | 3.8 | 3.8 | 3.8 | 3.8 | 3.8
3c | of which Solar (PV) | 0% | 0% | 0.72 | 0.72 | 0.72 | 0.72 | 0.72 | 0.72 | 0.72 | 0.72 | 0.72 | 0.72 | 0.72 | 0.72 | 0.72 | 0.72 | 0.72 | 0.72 | 0.72 | 0.72
3d | of which Biomass | 10% | 10% | 2.23 | 2.23 | 2.23 | 2.23 | 2.23 | 2.23 | 2.23 | 2.23 | 2.23 | 2.23 | 2.23 | 2.23 | 2.23 | 2.23 | 2.23 | 2.23 | 2.23 | 2.23
3e | of which other RES (apart from hydro, including tidal, wave, geothermal, waste renewable, CSP,…) | 0% | 0% | 0 | 0 | 0 | 0 | 0 | 0 | 0 | 0 | 0 | 0 | 0 | 0 | 0 | 0 | 0 | 0 | 0 | 0
4 | Hydro power (total) | 0% | 0% | 0 | 0 | 0 | 0 | 0 | 0 | 0 | 0 | 0 | 0 | 0 | 0 | 0 | 0 | 0 | 0 | 0 | 0
4a | of which renewable hydro generation |  |  | 0 | 0 | 0 | 0 | 0 | 0 | 0 | 0 | 0 | 0 | 0 | 0 | 0 | 0 | 0 | 0 | 0 | 0
5 | Other non-RES (incl. not clearly identifiable energy sources) | 0% | 0% | 0 | 0 | 0 | 0 | 0 | 0 | 0 | 0 | 0 | 0 | 0 | 0 | 0 | 0 | 0 | 0 | 0 | 0
6 | Net generating capacity (6 = 1+2+3+4+5) |  |  | 12.21 | 12.21 | 12.21 | 12.21 | 12.21 | 12.21 | 12.21 | 12.21 | 12.21 | 12.21 | 12.21 | 12.21 | 12.21 | 12.21 | 12.21 | 12.21 | 12.21 | 12.21
7 | Maintenance & Overhauls (all power stations) |  |  | 0.504 | 0.504 | 0.904 | 0.904 | 0.916 | 1.343 | 1.093 | 0.681 | 0.681 | 0.681 | 1.081 | 1.081 | 1.629 | 1.229 | 1.229 | 0.802 | 0.254 | 0.514
7a | of which nuclear
7b | of which Lignite
7c | of which Hard Coal |  |  | 0.504 | 0.504 | 0.904 | 0.904 | 0.916 | 0.916 | 0.666 | 0.254 | 0.254 | 0.254 | 0.654 | 0.654 | 0.654 | 0.254 | 0.254 | 0.254 | 0.254 | 0.514
7d | of which Gas |  |  | 2016-07-06: 0.427; 2016-07-13: 0.427; 2016-07-20: 0.427; 2016-07-27: 0.427; 2016-08-03: 0.427; 2016-08-10: 0.427; 2016-08-17: 0.427; 2016-08-24: 0.427; 2016-08-31: 0.427; 2016-09-07: 0.427
7e | of which Oil
7f | of which Oil Shale
7g | of which Mixed Fuels
7h | of which onshore wind
7i | of which offshore wind
7j | of which Solar (PV)
7k | of which Biomass |  |  | 2016-08-24: 0.548; 2016-08-31: 0.548; 2016-09-07: 0.548; 2016-09-14: 0.548
7l | of which other RES (NO hydro, including tidal, wave, geothermal, waste renewable, CSP,…)
7m | Hydro power (total)
7n | of which renewable hydro generation
7o | of which other non-RES (including CHP non-renewable, waste non-renewable and other not clearly identified generation )
PART B : DATA UNDER NORMAL CONDITIONS
8 | Non-usable capacity at reference point (all power stations including mothballed, authorization & technical & legal constraints, energy source unavailability etc. ) |  |  | 4.0843 | 4.2397 | 4.3842 | 4.1522 | 4.2002 | 4.459 | 4.3062 | 4.4457 | 4.7006 | 4.6292 | 4.4828 | 4.4974 | 4.3208 | 4.2182 | 4.2822 | 3.9593 | 3.7806 | 4.1668
8a | of which nuclear
8b | of which Lignite
8c | of which Hard Coal
8d | of which Gas |  |  | 0.0545 | 0.0545 | 0.0545 | 0.0545 | 0.0545 | 0.0545 | 0.0545 | 0.0545 | 0.0545 | 0.05 | 0.0545 | 0.0545 | 0.0545 | 0.0545 | 0.0545 | 0.0545 | 0.0545 | 0.0545
8e | of which Oil
8f | of which Oil Shale
8g | of which Mixed Fuels
8h | of which onshore wind |  |  | 1.0195 | 1.0282 | 1.0303 | 1.0207 | 1.029 | 1.057 | 1.0324 | 1.054 | 1.0854 | 1.0847 | 1.0488 | 1.0429 | 1.0452 | 1.0422 | 1.0506 | 0.99037 | 0.97278 | 1.0143
8i | of which offshore wind |  |  | 2.7103 | 2.8502 | 2.9876 | 2.7624 | 2.7904 | 3.0152 | 2.8891 | 2.9986 | 3.2106 | 3.1418 | 3.0155 | 3.0138 | 2.8416 | 2.7328 | 2.7678 | 2.4811 | 2.2772 | 2.5565
8j | of which Solar |  |  | 0.30004 | 0.30686 | 0.31182 | 0.31455 | 0.3263 | 0.33233 | 0.33025 | 0.33859 | 0.35011 | 0.35268 | 0.36405 | 0.38619 | 0.3795 | 0.38866 | 0.40927 | 0.43335 | 0.47608 | 0.54161
8k | of which Biomass
8l | of which other RES (apart from hydro)
8m | Hydro power (total)
8n | of which renewable hydro generation
8o | of which other non-RES (incl. not clearly identifiable energy sources)
9 | Available capacity (9 = 6 - (7 + 8)) |  |  | 7.6217 | 7.4663 | 6.9218 | 7.1538 | 7.0938 | 6.408 | 6.8108 | 7.0833 | 6.8284 | 6.8998 | 6.6462 | 6.6316 | 6.2602 | 6.7628 | 6.6988 | 7.4487 | 8.1754 | 7.5292
10 | Outages: average expected value (all power stations) |  |  | 0.5207 | 0.55058 | 0.51058 | 0.51058 | 0.50938 | 0.4795 | 0.5045 | 0.5457 | 0.5457 | 0.54601 | 0.5057 | 0.5057 | 0.4509 | 0.4909 | 0.4909 | 0.52079 | 0.57559 | 0.54958
11 | System services reserve (one hour ahead of real time) |  |  | 1.07 | 1.07 | 1.07 | 1.07 | 1.07 | 1.07 | 1.07 | 1.07 | 1.07 | 1.07 | 1.07 | 1.07 | 1.07 | 1.07 | 1.07 | 1.07 | 1.07 | 1.07
12 | Reliably available capacity (12 = 9 - (10 + 11)) |  |  | 6.031 | 5.8457 | 5.3412 | 5.5733 | 5.5144 | 4.8585 | 5.2363 | 5.4676 | 5.2127 | 5.2838 | 5.0705 | 5.0559 | 4.7393 | 5.2019 | 5.1379 | 5.8579 | 6.5298 | 5.9096
13 | Load at reference point in time |  |  | 4.77 | 4.77 | 4.6 | 4.79 | 4.62 | 4.58 | 4.27 | 4.03 | 4.01 | 4.26 | 4.52 | 4.72 | 4.64 | 4.66 | 4.67 | 4.7 | 4.81 | 4.72
13b | Population average daily (24h) temperature (degrees Celsius) |  |  | 13.26 | 14.12 | 14.9 | 15.57 | 16.14 | 16.58 | 16.9 | 17.08 | 17.11 | 17.01 | 16.77 | 16.39 | 15.88 | 15.24 | 14.5 | 13.65 | 12.71 | 11.71
14 | Load reduction / load management and strategic reserves available at reference point in time |  |  | 0 | 0 | 0 | 0 | 0 | 0 | 0 | 0 | 0 | 0 | 0 | 0 | 0 | 0 | 0 | 0 | 0 | 0
15 | Net weekly load at reference point in time (15 = 13-14) |  |  | 4.77 | 4.77 | 4.6 | 4.79 | 4.62 | 4.58 | 4.27 | 4.03 | 4.01 | 4.26 | 4.52 | 4.72 | 4.64 | 4.66 | 4.67 | 4.7 | 4.81 | 4.72
16 | Remaining capacity at reference point in time (16 = 12- 15) |  |  | 1.261 | 1.0757 | 0.74124 | 0.78325 | 0.89443 | 0.27851 | 0.96628 | 1.4376 | 1.2027 | 1.0238 | 0.55049 | 0.33594 | 0.099323 | 0.54194 | 0.46792 | 1.1579 | 1.7198 | 1.1896
B1 | Weekly peak load (unrestricted reference point in time) |  |  | 4.87 | 4.97 | 4.9 | 4.76 | 4.72 | 4.42 | 4.16 | 4.13 | 4.36 | 4.66 | 4.85 | 4.8 | 4.8 | 4.78 | 4.79 | 4.82 | 4.92 | 4.87
B2 | Daily hour of expected weekly peak load (e.g. 21st hour if the peak load is between 20:00 CET to 21:00 CET) |  |  | 10 | 10 | 10 | 10 | 10 | 11 | 11 | 11 | 11 | 10 | 11 | 10 | 10 | 10 | 10 | 10 | 10 | 10
PART C : DATA FOR SEVERE CONDITIONS
17 | Non-usable capacity at reference point (all power stations including mothballed, authorization & technical & legal constraints, energy source unavailability etc. ) |  |  | 5.3655 | 5.3309 | 5.3368 | 5.3421 | 5.4246 | 5.4448 | 5.3836 | 5.4652 | 5.4873 | 5.4444 | 5.392 | 5.4483 | 5.4328 | 5.4598 | 5.4748 | 5.4919 | 5.4808 | 5.5084
17a | of which nuclear
17b | of which Lignite
17c | of which Hard Coal
17d | of which Gas |  |  | 0.0545 | 0.0545 | 0.0545 | 0.0545 | 0.0545 | 0.0545 | 0.0545 | 0.0545 | 0.0545 | 0.05 | 0.0545 | 0.0545 | 0.0545 | 0.0545 | 0.0545 | 0.0545 | 0.0545 | 0.0545
17e | of which Oil
17f | of which Oil Shale
17g | of which Mixed Fuels
17h | of which onshore wind |  |  | 1.1351 | 1.1313 | 1.1333 | 1.1339 | 1.1378 | 1.139 | 1.1371 | 1.1393 | 1.1394 | 1.1381 | 1.1336 | 1.1376 | 1.1358 | 1.1374 | 1.1365 | 1.1374 | 1.1369 | 1.1359
17i | of which offshore wind |  |  | 3.66 | 3.637 | 3.6408 | 3.6441 | 3.7205 | 3.7158 | 3.6627 | 3.7365 | 3.7436 | 3.7006 | 3.6338 | 3.6582 | 3.6401 | 3.6573 | 3.6634 | 3.6601 | 3.6254 | 3.6408
17j | of which Solar |  |  | 0.51586 | 0.50815 | 0.50815 | 0.50959 | 0.51179 | 0.53553 | 0.52938 | 0.53492 | 0.54984 | 0.55564 | 0.57007 | 0.5981 | 0.60234 | 0.61059 | 0.6204 | 0.63984 | 0.664 | 0.67718
17k | of which Biomass
17l | of which other RES (apart from hydro)
17m | Hydro power (total)
17n | of which renewable hydro generation
17o | of which other non-RES (incl. not clearly identifiable energy sources)
18 | Available capacity (18 = 6 - (7 + 17)) |  |  | 6.3405 | 6.3751 | 5.9692 | 5.9639 | 5.8694 | 5.4222 | 5.7334 | 6.0638 | 6.0417 | 6.0846 | 5.737 | 5.6807 | 5.1482 | 5.5212 | 5.5062 | 5.9161 | 6.4752 | 6.1876
19 | Outages: average expected value (all power stations) under SEVERE conditions |  |  | 0.5207 | 0.55058 | 0.51058 | 0.51058 | 0.50938 | 0.4795 | 0.5045 | 0.5457 | 0.5457 | 0.54601 | 0.5057 | 0.5057 | 0.4509 | 0.4909 | 0.4909 | 0.52079 | 0.57559 | 0.54958
20 | System services reserve (one hour ahead of real time) under SEVERE conditions |  |  | 1.07 | 1.07 | 1.07 | 1.07 | 1.07 | 1.07 | 1.07 | 1.07 | 1.07 | 1.07 | 1.07 | 1.07 | 1.07 | 1.07 | 1.07 | 1.07 | 1.07 | 1.07
21 | Reliably available capacity under SEVERE conditions (21 = 18 - (19 + 20)) |  |  | 4.7498 | 4.7545 | 4.3886 | 4.3833 | 4.29 | 3.8727 | 4.1589 | 4.4481 | 4.426 | 4.4686 | 4.1613 | 4.105 | 3.6273 | 3.9603 | 3.9453 | 4.3254 | 4.8296 | 4.5681
22 | Load at reference point in time (19:00 CET) under SEVERE conditions |  |  | 4.9799 | 4.9799 | 4.8024 | 5.0008 | 4.8233 | 4.7815 | 4.4579 | 4.2073 | 4.1864 | 4.4474 | 4.7189 | 4.9277 | 4.8442 | 4.865 | 4.8755 | 4.9068 | 5.0216 | 4.9277
23 | Load reduction / load management and strategic reserves available at reference point in time (19:00 CET) under SEVERE conditions |  |  | 0 | 0 | 0 | 0 | 0 | 0 | 0 | 0 | 0 | 0 | 0 | 0 | 0 | 0 | 0 | 0 | 0 | 0
24 | Net weekly peak load for SEVERE conditions (24 = 22-23) |  |  | 4.9799 | 4.9799 | 4.8024 | 5.0008 | 4.8233 | 4.7815 | 4.4579 | 4.2073 | 4.1864 | 4.4474 | 4.7189 | 4.9277 | 4.8442 | 4.865 | 4.8755 | 4.9068 | 5.0216 | 4.9277
25 | Remaining capacity for SEVERE conditions (25 = 21-24) |  |  | -0.23009 | -0.22537 | -0.41375 | -0.61743 | -0.53331 | -0.90886 | -0.29901 | 0.2408 | 0.23953 | 0.021169 | -0.55754 | -0.8227 | -1.2168 | -0.90478 | -0.93018 | -0.58145 | -0.192 | -0.35962
C1 | Weekly peak load under SEVERE conditions (unrestricted reference point in time) |  |  | 4.8895 | 4.9899 | 4.9196 | 4.779 | 4.7389 | 4.4377 | 4.1766 | 4.1465 | 4.3774 | 4.6786 | 4.8694 | 4.8192 | 4.8192 | 4.7991 | 4.8092 | 4.8393 | 4.9397 | 4.8895
C2 | Daily hour of expected weekly peak load (e.g. 21st hour if the peak load is between 20:00 CET to 21:00 CET) |  |  | 10 | 10 | 10 | 10 | 10 | 11 | 11 | 11 | 11 | 10 | 11 | 10 | 10 | 10 | 10 | 10 | 10 | 10
PART D: ADDITIONAL INFORMATION FOR INTERCONNECTORS
31 | Simultaneous importable capacity |  | From | 5.62 | 5.62 | 5.62 | 5.62 | 5.44 | 5.74 | 5.92 | 5.92 | 5.92 | 5.92 | 5.54 | 5.92 | 5.92 | 5.92 | 5.92 | 5.34 | 3.24 | 3.42
32 | Simultaneous exportable capacity |  | To | 6.24 | 6.24 | 6.24 | 6.24 | 6.24 | 6.24 | 6.24 | 6.24 | 6.24 | 6.24 | 6.24 | 6.24 | 6.24 | 6.24 | 6.24 | 6.24 | 4.78 | 4.78
Note on H58: calculated by default from PECD for Wind onshore, Wind offshore and PV

## DE
Summer Outlook Report 2016 | [21 empty] | Downward load factors modified
| Power Data (all entries are assumed to be >0) |  |  | Countrycode: |  | DE
| (Net values in GW, at a synchronous time every week) |  |  | Countryname: |  | Germany
| The dates are related to Wednesday of each week |  |  | 2016-06-01 | 2016-06-08 | 2016-06-15 | 2016-06-22 | 2016-06-29 | 2016-07-06 | 2016-07-13 | 2016-07-20 | 2016-07-27 | 2016-08-03 | 2016-08-10 | 2016-08-17 | 2016-08-24 | 2016-08-31 | 2016-09-07 | 2016-09-14 | 2016-09-21 | 2016-09-28
| WEEK |  |  | 22 | 23 | 24 | 25 | 26 | 27 | 28 | 29 | 30 | 31 | 32 | 33 | 34 | 35 | 36 | 37 | 38 | 39
| Time (CET) |  |  | 12:00 | 12:00 | 12:00 | 12:00 | 12:00 | 12:00 | 12:00 | 12:00 | 12:00 | 12:00 | 12:00 | 12:00 | 12:00 | 12:00 | 12:00 | 12:00 | 12:00 | 12:00
Line | PART A : INDIGINEOUS NATIONAL GENERATION | Severe Average Outage Rate | Normal Average Outage Rate
Net generating capacity:
1 | Nuclear Power | 5% | 5% | 10.79 | 10.79 | 10.79 | 10.79 | 10.79 | 10.79 | 10.79 | 10.79 | 10.79 | 10.79 | 10.79 | 10.79 | 10.79 | 10.79 | 10.79 | 10.79 | 10.79 | 10.79
2 | Fossil Fuels |  |  | 75.68 | 75.68 | 75.68 | 75.68 | 75.68 | 75.03 | 75.03 | 75.03 | 75.03 | 75.03 | 75.03 | 75.03 | 75.03 | 75.03 | 75.03 | 75.03 | 75.03 | 75.03
2a | of which Lignite | 9% | 9% | 20.52 | 20.52 | 20.52 | 20.52 | 20.52 | 20.52 | 20.52 | 20.52 | 20.52 | 20.52 | 20.52 | 20.52 | 20.52 | 20.52 | 20.52 | 20.52 | 20.52 | 20.52
2b | of which Hard Coal | 9% | 9% | 26.3 | 26.3 | 26.3 | 26.3 | 26.3 | 26.3 | 26.3 | 26.3 | 26.3 | 26.3 | 26.3 | 26.3 | 26.3 | 26.3 | 26.3 | 26.3 | 26.3 | 26.3
2c | of which Gas | 7% | 7% | 21.96 | 21.96 | 21.96 | 21.96 | 21.96 | 21.31 | 21.31 | 21.31 | 21.31 | 21.31 | 21.31 | 21.31 | 21.31 | 21.31 | 21.31 | 21.31 | 21.31 | 21.31
2d | of which Oil | 9% | 9% | 3.7 | 3.7 | 3.7 | 3.7 | 3.7 | 3.7 | 3.7 | 3.7 | 3.7 | 3.7 | 3.7 | 3.7 | 3.7 | 3.7 | 3.7 | 3.7 | 3.7 | 3.7
2e | of which Oil Shale | 8.75% | 8.75% | 0 | 0 | 0 | 0 | 0 | 0 | 0 | 0 | 0 | 0 | 0 | 0 | 0 | 0 | 0 | 0 | 0 | 0
2f | of which Mixed Fuels | 8.75% | 8.75% | 3.2 | 3.2 | 3.2 | 3.2 | 3.2 | 3.2 | 3.2 | 3.2 | 3.2 | 3.2 | 3.2 | 3.2 | 3.2 | 3.2 | 3.2 | 3.2 | 3.2 | 3.2
3 | Renewable Energy Sources (other than hydro) |  |  | 92.4384 | 92.4384 | 92.9194 | 92.9194 | 92.9194 | 92.9194 | 92.9194 | 93.4169 | 93.4169 | 93.4169 | 93.4169 | 93.8697 | 93.8697 | 93.8697 | 93.8697 | 93.8697 | 94.3462 | 94.3462
3a | of which onshore wind | 0% | 0% | 42.6172 | 42.6172 | 42.8375 | 42.8375 | 42.8375 | 42.8375 | 42.8375 | 43.0584 | 43.0584 | 43.0584 | 43.0584 | 43.2784 | 43.2784 | 43.2784 | 43.2784 | 43.2784 | 43.5165 | 43.5165
3b | of which offshore wind | 0% | 0% | 3.5548 | 3.5548 | 3.6645 | 3.6645 | 3.6645 | 3.6645 | 3.6645 | 3.7877 | 3.7877 | 3.7877 | 3.7877 | 3.8684 | 3.8684 | 3.8684 | 3.8684 | 3.8684 | 3.9479 | 3.9479
3c | of which Solar (PV) | 0% | 0% | 38.9179 | 38.9179 | 39.0679 | 39.0679 | 39.0679 | 39.0679 | 39.0679 | 39.2209 | 39.2209 | 39.2209 | 39.2209 | 39.3719 | 39.3719 | 39.3719 | 39.3719 | 39.3719 | 39.5269 | 39.5269
3d | of which Biomass | 0% | 0% | 6.7524 | 6.7524 | 6.7536 | 6.7536 | 6.7536 | 6.7536 | 6.7536 | 6.7548 | 6.7548 | 6.7548 | 6.7548 | 6.756 | 6.756 | 6.756 | 6.756 | 6.756 | 6.7573 | 6.7573
3e | of which other RES (apart from hydro, including tidal, wave, geothermal, waste renewable, CSP,…) | 0% | 0% | 0.59602 | 0.59602 | 0.59587 | 0.59587 | 0.59587 | 0.59587 | 0.59587 | 0.59507 | 0.59507 | 0.59507 | 0.59507 | 0.59497 | 0.59497 | 0.59497 | 0.59497 | 0.59497 | 0.59757 | 0.59757
4 | Hydro power (total) | 0% | 0% | 9.627 | 9.627 | 9.627 | 9.627 | 9.627 | 9.627 | 9.627 | 9.627 | 9.627 | 9.627 | 9.627 | 9.627 | 9.627 | 9.627 | 9.627 | 9.627 | 9.627 | 9.627
4a | of which renewable hydro generation |  |  | 3.605 | 3.605 | 3.605 | 3.605 | 3.605 | 3.605 | 3.605 | 3.605 | 3.605 | 3.605 | 3.605 | 3.605 | 3.605 | 3.605 | 3.605 | 3.605 | 3.605 | 3.605
5 | Other non-RES (incl. not clearly identifiable energy sources) | 0% | 0% | 0 | 0 | 0 | 0 | 0 | 0 | 0 | 0 | 0 | 0 | 0 | 0 | 0 | 0 | 0 | 0 | 0 | 0
6 | Net generating capacity (6 = 1+2+3+4+5) |  |  | 188.54 | 188.54 | 189.0164 | 189.0164 | 189.0164 | 188.3664 | 188.3664 | 188.8639 | 188.8639 | 188.8639 | 188.8639 | 189.3167 | 189.3167 | 189.3167 | 189.3167 | 189.3167 | 189.7932 | 189.7932
7 | Maintenance & Overhauls (all power stations) |  |  | 11.0797 | 12.0327 | 12.2257 | 13.0213 | 12.7713 | 11.2738 | 10.0744 | 9.5884 | 10.3793 | 11.1353 | 8.3583 | 7.0713 | 6.8468 | 7.3648 | 8.3948 | 6.6415 | 5.235 | 4.5504
7a | of which nuclear |  |  | 1.384 | 1.384 | 1.683 | 1.683 | 1.683 | 0.329 | 0.329 | 1.739 | 2.376 | 0.966 | 0 | 0 | 0 | 0.032 | 1.342 | 1.342 | 1.405 | 0.095
7b | of which Lignite |  |  | 4.561 | 4.061 | 4.061 | 3.941 | 3.931 | 2.126 | 2.116 | 1.515 | 3.085 | 3.88 | 3.88 | 3.15 | 3.15 | 2.855 | 2.855 | 1.305 | 0.475 | 1.15
7c | of which Hard Coal |  |  | 3.3729 | 3.3549 | 3.3549 | 3.7969 | 3.0049 | 4.5969 | 4.0525 | 3.6925 | 2.8119 | 4.0349 | 2.4489 | 2.0549 | 1.7049 | 2.1209 | 1.9549 | 1.5789 | 0.8319 | 0.8319
7d | of which Gas |  |  | 0.6728 | 1.8448 | 1.6548 | 1.6504 | 1.6504 | 1.7919 | 1.8469 | 1.4119 | 1.2879 | 1.4104 | 1.3654 | 1.1474 | 0.98289 | 1.2799 | 1.1944 | 1.317 | 1.317 | 1.348
7e | of which Oil |  |  | 0.047 | 0.022 | 0.408 | 0.823 | 1.573 | 1.573 | 0.823 | 0.022 | 0.022 | 0.022 | 0.022 | 0.022 | 0.022 | 0.022 | 0.022 | 0.022 | 0.022 | 0.022
7f | of which Oil Shale |  |  | 0 | 0 | 0 | 0 | 0 | 0 | 0 | 0 | 0 | 0 | 0 | 0 | 0 | 0 | 0 | 0 | 0 | 0
7g | of which Mixed Fuels |  |  | 0 | 0 | 0 | 0 | 0 | 0 | 0 | 0 | 0 | 0 | 0 | 0 | 0 | 0 | 0 | 0 | 0 | 0
7h | of which onshore wind
7i | of which offshore wind
7j | of which Solar (PV)
7k | of which Biomass
7l | of which other RES (NO hydro, including tidal, wave, geothermal, waste renewable, CSP,…)
7m | Hydro power (total) |  |  | 1.042 | 1.366 | 1.064 | 1.127 | 0.929 | 0.857 | 0.907 | 1.208 | 0.7965 | 0.822 | 0.642 | 0.697 | 0.987 | 1.055 | 1.0265 | 1.0766 | 1.1841 | 1.1035
7n | of which renewable hydro generation |  |  | 0.3 | 0.322 | 0.322 | 0.322 | 0.3 | 0.3 | 0.3 | 0.282 | 0.112 | 0.112 | 0.112 | 0.112 | 0.112 | 0.027 | 0.172 | 0.172 | 0.172 | 0.194
7o | of which other non-RES (including CHP non-renewable, waste non-renewable and other not clearly identified generation )
PART B : DATA UNDER NORMAL CONDITIONS
8 | Non-usable capacity at reference point (all power stations including mothballed, authorization & technical & legal constraints, energy source unavailability etc. ) |  |  | 70.311 | 70.891 | 70.4417 | 69.1507 | 69.7893 | 70.7277 | 70.4021 | 71.4525 | 72.82 | 73.1373 | 72.5602 | 73.1365 | 73.5671 | 74.7021 | 76.522 | 77.2609 | 78.8443 | 82.2993
8a | of which nuclear |  |  | 0 | 0 | 0 | 0 | 0 | 0 | 0 | 0 | 0 | 0 | 0 | 0 | 0 | 0 | 0 | 0 | 0 | 0
8b | of which Lignite |  |  | 0.01 | 0.01 | 0.01 | 0.01 | 0.01 | 0.01 | 0.01 | 0.01 | 0.01 | 0.01 | 0.01 | 0.01 | 0.01 | 0.01 | 0.01 | 0.01 | 0.01 | 0.01
8c | of which Hard Coal |  |  | 0.127 | 0.127 | 0.127 | 0.127 | 0.127 | 0.127 | 0.127 | 0.127 | 0.127 | 0.127 | 0.127 | 0.127 | 0.127 | 0.127 | 0.127 | 0.127 | 0.127 | 0.127
8d | of which Gas |  |  | 2.454 | 2.454 | 2.454 | 2.454 | 2.454 | 2.454 | 2.454 | 2.454 | 2.454 | 2.454 | 2.454 | 2.454 | 2.454 | 2.454 | 2.454 | 2.454 | 2.454 | 2.454
8e | of which Oil |  |  | 0.186 | 0.186 | 0.186 | 0.186 | 0.186 | 0.186 | 0.186 | 0.186 | 0.186 | 0.186 | 0.186 | 0.186 | 0.186 | 0.186 | 0.186 | 0.186 | 0.186 | 0.186
8f | of which Oil Shale
8g | of which Mixed Fuels
8h | of which onshore wind |  |  | 39.9732 | 40.8475 | 40.7212 | 39.7058 | 39.8674 | 40.5194 | 40.3029 | 40.7081 | 41.6846 | 41.4985 | 40.8423 | 41.0738 | 40.9382 | 40.5713 | 40.8818 | 40.429 | 40.9155 | 41.0595
8i | of which offshore wind |  |  | 2.8078 | 2.9096 | 2.8831 | 2.8033 | 2.8114 | 2.9052 | 2.9075 | 3.0953 | 3.2091 | 3.1837 | 3.017 | 3.079 | 2.9964 | 2.9231 | 2.8903 | 2.6724 | 2.6478 | 2.79
8j | of which Solar |  |  | 18.0556 | 17.6594 | 17.3626 | 17.1668 | 17.6357 | 17.8283 | 17.7169 | 18.1742 | 18.4515 | 18.9802 | 19.2261 | 19.5084 | 20.1573 | 21.7325 | 23.2747 | 24.6842 | 25.804 | 28.9729
8k | of which Biomass |  |  | 2.3633 | 2.3633 | 2.3638 | 2.3638 | 2.3638 | 2.3638 | 2.3638 | 2.3642 | 2.3642 | 2.3642 | 2.3642 | 2.3646 | 2.3646 | 2.3646 | 2.3646 | 2.3646 | 2.3651 | 2.3651
8l | of which other RES (apart from hydro) |  |  | 0.29801 | 0.29801 | 0.29793 | 0.29793 | 0.29793 | 0.29793 | 0.29793 | 0.29753 | 0.29753 | 0.29753 | 0.29753 | 0.29748 | 0.29748 | 0.29748 | 0.29748 | 0.29748 | 0.29878 | 0.29878
8m | Hydro power (total) |  |  | 4.0362 | 4.0362 | 4.0362 | 4.0362 | 4.0362 | 4.0362 | 4.0362 | 4.0362 | 4.0362 | 4.0362 | 4.0362 | 4.0362 | 4.0362 | 4.0362 | 4.0362 | 4.0362 | 4.0362 | 4.0362
8n | of which renewable hydro generation |  |  | 2.7037 | 2.7037 | 2.7037 | 2.7037 | 2.7037 | 2.7037 | 2.7037 | 2.7037 | 2.7037 | 2.7037 | 2.7037 | 2.7037 | 2.7037 | 2.7037 | 2.7037 | 2.7037 | 2.7037 | 2.7037
8o | of which other non-RES (incl. not clearly identifiable energy sources)
9 | Available capacity (9 = 6 - (7 + 8)) |  |  | 107.1446 | 105.6117 | 106.3489 | 106.8443 | 106.4557 | 106.3648 | 107.8899 | 107.823 | 105.6646 | 104.5913 | 107.9454 | 109.109 | 108.9028 | 107.2498 | 104.3999 | 105.4143 | 105.7138 | 102.9435
10 | Outages: average expected value (all power stations) |  |  | 5.8681 | 5.8349 | 5.7985 | 5.7325 | 5.7372 | 5.7686 | 5.8822 | 6.0007 | 5.9155 | 5.7958 | 5.99 | 6.1064 | 6.1494 | 6.1161 | 6.0716 | 6.2363 | 6.3751 | 6.3777
11 | System services reserve (one hour ahead of real time) |  |  | 5.335 | 5.335 | 5.335 | 5.335 | 5.335 | 4.118 | 4.118 | 4.118 | 4.118 | 4.118 | 4.118 | 4.118 | 4.118 | 4.118 | 4.118 | 4.118 | 4.118 | 4.118
12 | Reliably available capacity (12 = 9 - (10 + 11)) |  |  | 95.9416 | 94.4418 | 95.2154 | 95.7768 | 95.3836 | 96.4782 | 97.8897 | 97.7043 | 95.6311 | 94.6775 | 97.8374 | 98.8845 | 98.6354 | 97.0156 | 94.2104 | 95.06 | 95.2207 | 92.4478
13 | Load at reference point in time |  |  | 68.8326 | 69.406 | 69.2937 | 68.3286 | 69.8724 | 70.7082 | 69.7491 | 69.6454 | 70.6782 | 67.2707 | 67.215 | 68.1442 | 66.4877 | 68.7263 | 69.2916 | 69.1515 | 71.1257 | 70.5594
13b | Population average daily (24h) temperature (degrees Celsius) |  |  | 15.01 | 15.74 | 16.39 | 16.95 | 17.4 | 17.74 | 17.97 | 18.07 | 18.05 | 17.91 | 17.64 | 17.24 | 16.72 | 16.08 | 15.34 | 14.49 | 13.56 | 12.55
14 | Load reduction / load management and strategic reserves available at reference point in time |  |  | 0.954 | 0.954 | 0.954 | 0.954 | 0.954 | 0.954 | 0.954 | 0.954 | 0.954 | 0.954 | 0.954 | 0.954 | 0.954 | 0.954 | 0.954 | 0.954 | 0.954 | 0.954
15 | Net weekly load at reference point in time (15 = 13-14) |  |  | 67.8786 | 68.452 | 68.3397 | 67.3746 | 68.9184 | 69.7542 | 68.7951 | 68.6914 | 69.7242 | 66.3167 | 66.261 | 67.1902 | 65.5337 | 67.7723 | 68.3376 | 68.1975 | 70.1717 | 69.6054
16 | Remaining capacity at reference point in time (16 = 12- 15) |  |  | 28.063 | 25.9898 | 26.8757 | 28.4022 | 26.4651 | 26.724 | 29.0946 | 29.0129 | 25.907 | 28.3608 | 31.5763 | 31.6944 | 33.1017 | 29.2433 | 25.8727 | 26.8625 | 25.0491 | 22.8423
B1 | Weekly peak load (unrestricted reference point in time) |  |  | 70.4981 | 71.2466 | 70.7653 | 70.3239 | 71.1108 | 72.8528 | 71.7281 | 71.6523 | 71.9779 | 69.2539 | 69.4901 | 68.8986 | 68.7106 | 70.367 | 72.053 | 70.3824 | 72.8135 | 71.9176
B2 | Daily hour of expected weekly peak load (e.g. 21st hour if the peak load is between 20:00 CET to 21:00 CET) |  |  | 11 | 11 | 11 | 11 | 11 | 11 | 11 | 11 | 11 | 11 | 11 | 12 | 12 | 11 | 11 | 12 | 11 | 11
PART C : DATA FOR SEVERE CONDITIONS
17 | Non-usable capacity at reference point (all power stations including mothballed, authorization & technical & legal constraints, energy source unavailability etc. ) |  |  | 80.1756 | 78.7212 | 77.9271 | 77.8021 | 78.8011 | 78.652 | 78.7427 | 79.7553 | 80.5995 | 81.7995 | 82.2668 | 82.7274 | 83.8753 | 85.4325 | 87.45 | 88.6494 | 90.7167 | 91.5736
17a | of which nuclear |  |  | 0 | 0 | 0 | 0 | 0 | 0 | 0 | 0 | 0 | 0 | 0 | 0 | 0 | 0 | 0 | 0 | 0 | 0
17b | of which Lignite |  |  | 0.01 | 0.01 | 0.01 | 0.01 | 0.01 | 0.01 | 0.01 | 0.01 | 0.01 | 0.01 | 0.01 | 0.01 | 0.01 | 0.01 | 0.01 | 0.01 | 0.01 | 0.01
17c | of which Hard Coal |  |  | 0.127 | 0.127 | 0.127 | 0.127 | 0.127 | 0.127 | 0.127 | 0.127 | 0.127 | 0.127 | 0.127 | 0.127 | 0.127 | 0.127 | 0.127 | 0.127 | 0.127 | 0.127
17d | of which Gas |  |  | 2.454 | 2.454 | 2.454 | 2.454 | 2.454 | 2.454 | 2.454 | 2.454 | 2.454 | 2.454 | 2.454 | 2.454 | 2.454 | 2.454 | 2.454 | 2.454 | 2.454 | 2.454
17e | of which Oil |  |  | 0.186 | 0.186 | 0.186 | 0.186 | 0.186 | 0.186 | 0.186 | 0.186 | 0.186 | 0.186 | 0.186 | 0.186 | 0.186 | 0.186 | 0.186 | 0.186 | 0.186 | 0.186
17f | of which Oil Shale
17g | of which Mixed Fuels
17h | of which onshore wind |  |  | 42.3507 | 42.4271 | 42.6504 | 42.6094 | 42.6709 | 42.5766 | 42.5378 | 42.8928 | 42.9941 | 42.9934 | 42.9058 | 43.0842 | 43.0844 | 43.1107 | 43.0363 | 42.9564 | 43.2488 | 43.2429
17i | of which offshore wind |  |  | 3.4424 | 3.4545 | 3.5702 | 3.5331 | 3.5513 | 3.5618 | 3.5682 | 3.7189 | 3.7422 | 3.7078 | 3.6497 | 3.773 | 3.764 | 3.7437 | 3.7232 | 3.6946 | 3.7527 | 3.785
17j | of which Solar |  |  | 24.9079 | 23.3652 | 22.2316 | 22.1847 | 23.104 | 23.0388 | 23.1618 | 23.6687 | 24.3884 | 25.6234 | 26.2365 | 26.3949 | 27.5517 | 29.103 | 31.2153 | 32.5232 | 34.2382 | 35.0687
17k | of which Biomass |  |  | 2.3633 | 2.3633 | 2.3638 | 2.3638 | 2.3638 | 2.3638 | 2.3638 | 2.3642 | 2.3642 | 2.3642 | 2.3642 | 2.3646 | 2.3646 | 2.3646 | 2.3646 | 2.3646 | 2.3651 | 2.3651
17l | of which other RES (apart from hydro) |  |  | 0.29801 | 0.29801 | 0.29793 | 0.29793 | 0.29793 | 0.29793 | 0.29793 | 0.29753 | 0.29753 | 0.29753 | 0.29753 | 0.29748 | 0.29748 | 0.29748 | 0.29748 | 0.29748 | 0.29878 | 0.29878
17m | Hydro power (total) |  |  | 4.0362 | 4.0362 | 4.0362 | 4.0362 | 4.0362 | 4.0362 | 4.0362 | 4.0362 | 4.0362 | 4.0362 | 4.0362 | 4.0362 | 4.0362 | 4.0362 | 4.0362 | 4.0362 | 4.0362 | 4.0362
17n | of which renewable hydro generation |  |  | 2.7037 | 2.7037 | 2.7037 | 2.7037 | 2.7037 | 2.7037 | 2.7037 | 2.7037 | 2.7037 | 2.7037 | 2.7037 | 2.7037 | 2.7037 | 2.7037 | 2.7037 | 2.7037 | 2.7037 | 2.7037
17o | of which other non-RES (incl. not clearly identifiable energy sources)
18 | Available capacity (18 = 6 - (7 + 17)) |  |  | 97.2801 | 97.7814 | 98.8636 | 98.193 | 97.444 | 98.4406 | 99.5493 | 99.5202 | 97.8851 | 95.9291 | 98.2388 | 99.5181 | 98.5946 | 96.5194 | 93.4719 | 94.0258 | 93.8415 | 93.6692
19 | Outages: average expected value (all power stations) under SEVERE conditions |  |  | 5.8681 | 5.8349 | 5.7985 | 5.7325 | 5.7372 | 5.7686 | 5.8822 | 6.0007 | 5.9155 | 5.7958 | 5.99 | 6.1064 | 6.1494 | 6.1161 | 6.0716 | 6.2363 | 6.3751 | 6.3777
20 | System services reserve (one hour ahead of real time) under SEVERE conditions |  |  | 5.335 | 5.335 | 5.335 | 5.335 | 5.335 | 4.118 | 4.118 | 4.118 | 4.118 | 4.118 | 4.118 | 4.118 | 4.118 | 4.118 | 4.118 | 4.118 | 4.118 | 4.118
21 | Reliably available capacity under SEVERE conditions (21 = 18 - (19 + 20)) |  |  | 86.077 | 86.6115 | 87.7301 | 87.1255 | 86.3718 | 88.5539 | 89.5491 | 89.4015 | 87.8516 | 86.0153 | 88.1308 | 89.2936 | 88.3272 | 86.2852 | 83.2823 | 83.6715 | 83.3484 | 83.1735
22 | Load at reference point in time (19:00 CET) under SEVERE conditions |  |  | 73.4961 | 73.4961 | 73.4961 | 73.4961 | 73.4961 | 73.4961 | 73.4961 | 73.4961 | 73.4961 | 73.4961 | 73.4961 | 73.4961 | 73.4961 | 73.4961 | 73.4961 | 73.4961 | 73.4961 | 73.4961
23 | Load reduction / load management and strategic reserves available at reference point in time (19:00 CET) under SEVERE conditions |  |  | 0.954 | 0.954 | 0.954 | 0.954 | 0.954 | 0.954 | 0.954 | 0.954 | 0.954 | 0.954 | 0.954 | 0.954 | 0.954 | 0.954 | 0.954 | 0.954 | 0.954 | 0.954
24 | Net weekly peak load for SEVERE conditions (24 = 22-23) |  |  | 72.5421 | 72.5421 | 72.5421 | 72.5421 | 72.5421 | 72.5421 | 72.5421 | 72.5421 | 72.5421 | 72.5421 | 72.5421 | 72.5421 | 72.5421 | 72.5421 | 72.5421 | 72.5421 | 72.5421 | 72.5421
25 | Remaining capacity for SEVERE conditions (25 = 21-24) |  |  | 13.5349 | 14.0694 | 15.188 | 14.5834 | 13.8297 | 16.0118 | 17.007 | 16.8594 | 15.3095 | 13.4732 | 15.5887 | 16.7515 | 15.7851 | 13.7431 | 10.7402 | 11.1294 | 10.8063 | 10.6314
C1 | Weekly peak load under SEVERE conditions (unrestricted reference point in time) |  |  | 75.1668 | 75.1668 | 75.1668 | 75.1668 | 75.1668 | 75.1668 | 75.1668 | 75.1668 | 75.1668 | 75.1668 | 75.1668 | 75.1668 | 75.1668 | 75.1668 | 75.1668 | 75.1668 | 75.1668 | 75.1668
C2 | Daily hour of expected weekly peak load (e.g. 21st hour if the peak load is between 20:00 CET to 21:00 CET) |  |  | 11 | 11 | 11 | 11 | 11 | 11 | 11 | 11 | 11 | 11 | 11 | 12 | 12 | 11 | 11 | 12 | 11 | 11
PART D: ADDITIONAL INFORMATION FOR INTERCONNECTORS
31 | Simultaneous importable capacity |  | From | 20.234 | 20.234 | 20.234 | 20.234 | 20.234 | 20.234 | 20.234 | 20.234 | 20.234 | 20.234 | 20.234 | 20.234 | 20.234 | 20.234 | 20.234 | 20.234 | 20.234 | 20.234
32 | Simultaneous exportable capacity |  | To | 18.749 | 18.749 | 18.749 | 18.749 | 18.749 | 18.749 | 18.749 | 18.749 | 18.749 | 18.749 | 18.749 | 18.749 | 18.749 | 18.749 | 18.749 | 18.749 | 18.749 | 18.749

## CZ
Summer Outlook Report 2016 | [21 empty] | Downward load factors modified
| Power Data (all entries are assumed to be >0) |  |  | Countrycode: |  | CZ
| (Net values in GW, at a synchronous time every week) |  |  | Countryname: |  | Czech Republic
| The dates are related to Wednesday of each week |  |  | 2016-06-01 | 2016-06-08 | 2016-06-15 | 2016-06-22 | 2016-06-29 | 2016-07-06 | 2016-07-13 | 2016-07-20 | 2016-07-27 | 2016-08-03 | 2016-08-10 | 2016-08-17 | 2016-08-24 | 2016-08-31 | 2016-09-07 | 2016-09-14 | 2016-09-21 | 2016-09-28
| WEEK |  |  | 22 | 23 | 24 | 25 | 26 | 27 | 28 | 29 | 30 | 31 | 32 | 33 | 34 | 35 | 36 | 37 | 38 | 39
| Time (CET) |  |  | 12:00 | 12:00 | 12:00 | 12:00 | 12:00 | 12:00 | 12:00 | 12:00 | 12:00 | 12:00 | 12:00 | 12:00 | 12:00 | 12:00 | 12:00 | 12:00 | 12:00 | 12:00
Line | PART A : INDIGINEOUS NATIONAL GENERATION | Severe Average Outage Rate | Normal Average Outage Rate
Net generating capacity:
1 | Nuclear Power | 2.09% | 2.09% | 4.0326 | 4.0326 | 4.0326 | 4.0326 | 4.0326 | 4.0326 | 4.0326 | 4.0326 | 4.0326 | 4.0326 | 4.0326 | 4.0326 | 4.0326 | 4.0326 | 4.0326 | 4.0326 | 4.0326 | 4.0326
2 | Fossil Fuels |  |  | 12.3829 | 12.3829 | 12.3829 | 12.3829 | 12.3829 | 12.3829 | 12.3829 | 12.3829 | 12.3829 | 12.3829 | 12.3829 | 12.3829 | 12.3829 | 12.3829 | 12.3829 | 12.3829 | 12.3829 | 12.3829
2a | of which Lignite | 3% | 3% | 9.1753 | 9.1753 | 9.1753 | 9.1753 | 9.1753 | 9.1753 | 9.1753 | 9.1753 | 9.1753 | 9.1753 | 9.1753 | 9.1753 | 9.1753 | 9.1753 | 9.1753 | 9.1753 | 9.1753 | 9.1753
2b | of which Hard Coal | 3.47% | 3.47% | 1.6256 | 1.6256 | 1.6256 | 1.6256 | 1.6256 | 1.6256 | 1.6256 | 1.6256 | 1.6256 | 1.6256 | 1.6256 | 1.6256 | 1.6256 | 1.6256 | 1.6256 | 1.6256 | 1.6256 | 1.6256
2c | of which Gas | 2.1% | 2.1% | 1.5407 | 1.5407 | 1.5407 | 1.5407 | 1.5407 | 1.5407 | 1.5407 | 1.5407 | 1.5407 | 1.5407 | 1.5407 | 1.5407 | 1.5407 | 1.5407 | 1.5407 | 1.5407 | 1.5407 | 1.5407
2d | of which Oil | 4.09% | 4.09% | 0.04128 | 0.04128 | 0.04128 | 0.04128 | 0.04128 | 0.04128 | 0.04128 | 0.04128 | 0.04128 | 0.04128 | 0.04128 | 0.04128 | 0.04128 | 0.04128 | 0.04128 | 0.04128 | 0.04128 | 0.04128
2e | of which Oil Shale | 0% | 0% | 0 | 0 | 0 | 0 | 0 | 0 | 0 | 0 | 0 | 0 | 0 | 0 | 0 | 0 | 0 | 0 | 0 | 0
2f | of which Mixed Fuels | 0% | 0% | 0 | 0 | 0 | 0 | 0 | 0 | 0 | 0 | 0 | 0 | 0 | 0 | 0 | 0 | 0 | 0 | 0 | 0
3 | Renewable Energy Sources (other than hydro) |  |  | 3.1013 | 3.1013 | 3.1013 | 3.1013 | 3.1013 | 3.1013 | 3.1013 | 3.1013 | 3.1013 | 3.1013 | 3.1013 | 3.1013 | 3.1013 | 3.1013 | 3.1013 | 3.1013 | 3.1013 | 3.1013
3a | of which onshore wind | 0.32% | 0.32% | 0.26502 | 0.26502 | 0.26502 | 0.26502 | 0.26502 | 0.26502 | 0.26502 | 0.26502 | 0.26502 | 0.26502 | 0.26502 | 0.26502 | 0.26502 | 0.26502 | 0.26502 | 0.26502 | 0.26502 | 0.26502
3b | of which offshore wind | 0% | 0% | 0 | 0 | 0 | 0 | 0 | 0 | 0 | 0 | 0 | 0 | 0 | 0 | 0 | 0 | 0 | 0 | 0 | 0
3c | of which Solar (PV) | 2.1% | 2.1% | 2.046 | 2.046 | 2.046 | 2.046 | 2.046 | 2.046 | 2.046 | 2.046 | 2.046 | 2.046 | 2.046 | 2.046 | 2.046 | 2.046 | 2.046 | 2.046 | 2.046 | 2.046
3d | of which Biomass | 2.1% | 2.1% | 0.32936 | 0.32936 | 0.32936 | 0.32936 | 0.32936 | 0.32936 | 0.32936 | 0.32936 | 0.32936 | 0.32936 | 0.32936 | 0.32936 | 0.32936 | 0.32936 | 0.32936 | 0.32936 | 0.32936 | 0.32936
3e | of which other RES (apart from hydro, including tidal, wave, geothermal, waste renewable, CSP,…) | 0% | 0% | 0.46092 | 0.46092 | 0.46092 | 0.46092 | 0.46092 | 0.46092 | 0.46092 | 0.46092 | 0.46092 | 0.46092 | 0.46092 | 0.46092 | 0.46092 | 0.46092 | 0.46092 | 0.46092 | 0.46092 | 0.46092
4 | Hydro power (total) | 2.1% | 2.1% | 2.2219 | 2.2219 | 2.2219 | 2.2219 | 2.2219 | 2.2219 | 2.2219 | 2.2219 | 2.2219 | 2.2219 | 2.2219 | 2.2219 | 2.2219 | 2.2219 | 2.2219 | 2.2219 | 2.2219 | 2.2219
4a | of which renewable hydro generation |  |  | 1.0636 | 1.0636 | 1.0636 | 1.0636 | 1.0636 | 1.0636 | 1.0636 | 1.0636 | 1.0636 | 1.0636 | 1.0636 | 1.0636 | 1.0636 | 1.0636 | 1.0636 | 1.0636 | 1.0636 | 1.0636
5 | Other non-RES (incl. not clearly identifiable energy sources) | 2.1% | 2.1% | 0.04042 | 0.04042 | 0.04042 | 0.04042 | 0.04042 | 0.04042 | 0.04042 | 0.04042 | 0.04042 | 0.04042 | 0.04042 | 0.04042 | 0.04042 | 0.04042 | 0.04042 | 0.04042 | 0.04042 | 0.04042
6 | Net generating capacity (6 = 1+2+3+4+5) |  |  | 21.7791 | 21.7791 | 21.7791 | 21.7791 | 21.7791 | 21.7791 | 21.7791 | 21.7791 | 21.7791 | 21.7791 | 21.7791 | 21.7791 | 21.7791 | 21.7791 | 21.7791 | 21.7791 | 21.7791 | 21.7791
7 | Maintenance & Overhauls (all power stations) |  |  | 4.9006 | 5.5307 | 5.6959 | 5.7319 | 6.2468 | 5.6348 | 5.0226 | 4.2612 | 4.6621 | 6.1564 | 5.7553 | 5.5231 | 4.8794 | 4.8664 | 5.1753 | 4.5328 | 3.8053 | 4.0263
7a | of which nuclear |  |  | 1.0829 | 1.0829 | 1.0829 | 1.0927 | 1.0874 | 1.1466 | 1.0641 | 0.28651 | 0.35194 | 1.0829 | 1.0848 | 1.1145 | 1.1084 | 1.1173 | 1.1386 | 1.3709 | 0.51418 | 0.49538
7b | of which Lignite |  |  | 2.71 | 3.0008 | 2.8961 | 3.4073 | 3.6361 | 3.1493 | 2.2987 | 2.6572 | 3.0993 | 3.4906 | 3.1015 | 3.4602 | 2.6656 | 2.8001 | 2.9835 | 2.0265 | 2.3741 | 2.4556
7c | of which Hard Coal |  |  | 0.46381 | 0.46381 | 0.68369 | 0.46289 | 0.68369 | 0.76958 | 1.1008 | 0.72483 | 0.72483 | 1.0673 | 1.0535 | 0.50155 | 0.72235 | 0.45051 | 0.44959 | 0.67039 | 0.44959 | 0.48864
7d | of which Gas |  |  | 0.18106 | 0.18052 | 0.17837 | 0.17923 | 0.34397 | 0.34397 | 0.34675 | 0.3145 | 0.18547 | 0.18547 | 0.18547 | 0.18547 | 0.18221 | 0.17731 | 0.17731 | 0.17731 | 0.17722 | 0.16714
7e | of which Oil |  |  | 0 | 0 | 0 | 0 | 0 | 0 | 0 | 0 | 0 | 0 | 0 | 0 | 0 | 0 | 0 | 0 | 0 | 0
7f | of which Oil Shale |  |  | 0 | 0 | 0 | 0 | 0 | 0 | 0 | 0 | 0 | 0 | 0 | 0 | 0 | 0 | 0 | 0 | 0 | 0
7g | of which Mixed Fuels |  |  | 0 | 0 | 0 | 0 | 0 | 0 | 0 | 0 | 0 | 0 | 0 | 0 | 0 | 0 | 0 | 0 | 0 | 0
7h | of which onshore wind |  |  | 0 | 0 | 0 | 0 | 0 | 0 | 0 | 0 | 0 | 0 | 0 | 0 | 0 | 0 | 0 | 0 | 0 | 0
7i | of which offshore wind |  |  | 0 | 0 | 0 | 0 | 0 | 0 | 0 | 0 | 0 | 0 | 0 | 0 | 0 | 0 | 0 | 0 | 0 | 0
7j | of which Solar (PV) |  |  | 0 | 0 | 0 | 0 | 0 | 0 | 0 | 0 | 0 | 0 | 0 | 0 | 0 | 0 | 0 | 0 | 0 | 0
7k | of which Biomass |  |  | 0 | 0 | 0 | 0 | 0 | 0 | 0 | 0 | 0 | 0 | 0 | 0 | 0 | 0 | 0 | 0 | 0 | 0
7l | of which other RES (NO hydro, including tidal, wave, geothermal, waste renewable, CSP,…) |  |  | 0 | 0 | 0 | 0 | 0 | 0 | 0 | 0 | 0 | 0 | 0 | 0 | 0 | 0 | 0 | 0 | 0 | 0
7m | Hydro power (total) |  |  | 0.46292 | 0.80269 | 0.85491 | 0.58984 | 0.49559 | 0.22532 | 0.21226 | 0.27824 | 0.30056 | 0.33007 | 0.33007 | 0.26141 | 0.20077 | 0.32116 | 0.42629 | 0.28769 | 0.29017 | 0.41951
7n | of which renewable hydro generation |  |  | 0.11741 | 0.14137 | 0.21141 | 0.18394 | 0.14909 | 0.17681 | 0.18751 | 0.25349 | 0.25205 | 0.26077 | 0.26077 | 0.19211 | 0.17602 | 0.27265 | 0.27779 | 0.14909 | 0.15157 | 0.16211
7o | of which other non-RES (including CHP non-renewable, waste non-renewable and other not clearly identified generation ) |  |  | 0 | 0 | 0 | 0 | 0 | 0 | 0 | 0 | 0 | 0 | 0 | 0 | 0 | 0 | 0 | 0 | 0 | 0
PART B : DATA UNDER NORMAL CONDITIONS
8 | Non-usable capacity at reference point (all power stations including mothballed, authorization & technical & legal constraints, energy source unavailability etc. ) |  |  | 2.654 | 2.5319 | 2.4957 | 2.5798 | 2.6319 | 2.744 | 2.7575 | 2.748 | 2.7504 | 2.7661 | 2.7678 | 2.7971 | 2.8329 | 2.8168 | 2.8405 | 3.004 | 3.0927 | 3.1625
8a | of which nuclear |  |  | 0 | 0 | 0 | 0 | 0 | 0 | 0 | 0 | 0 | 0 | 0 | 0 | 0 | 0 | 0 | 0 | 0 | 0
8b | of which Lignite |  |  | 0 | 0 | 0 | 0 | 0 | 0 | 0 | 0 | 0 | 0 | 0 | 0 | 0 | 0 | 0 | 0 | 0 | 0
8c | of which Hard Coal |  |  | 0 | 0 | 0 | 0 | 0 | 0 | 0 | 0 | 0 | 0 | 0 | 0 | 0 | 0 | 0 | 0 | 0 | 0
8d | of which Gas |  |  | 0.81024 | 0.81024 | 0.81024 | 0.81024 | 0.81024 | 0.81024 | 0.81024 | 0.81024 | 0.81024 | 0.81024 | 0.81024 | 0.81024 | 0.81024 | 0.81024 | 0.81024 | 0.81024 | 0.81024 | 0.81024
8e | of which Oil |  |  | 0 | 0 | 0 | 0 | 0 | 0 | 0 | 0 | 0 | 0 | 0 | 0 | 0 | 0 | 0 | 0 | 0 | 0
8f | of which Oil Shale |  |  | 0 | 0 | 0 | 0 | 0 | 0 | 0 | 0 | 0 | 0 | 0 | 0 | 0 | 0 | 0 | 0 | 0 | 0
8g | of which Mixed Fuels |  |  | 0 | 0 | 0 | 0 | 0 | 0 | 0 | 0 | 0 | 0 | 0 | 0 | 0 | 0 | 0 | 0 | 0 | 0
8h | of which onshore wind |  |  | 0.24851 | 0.25651 | 0.25797 | 0.25453 | 0.25348 | 0.25036 | 0.25192 | 0.25332 | 0.25765 | 0.25857 | 0.2575 | 0.25808 | 0.25706 | 0.25213 | 0.24851 | 0.25033 | 0.25399 | 0.25502
8i | of which offshore wind |  |  | 0 | 0 | 0 | 0 | 0 | 0 | 0 | 0 | 0 | 0 | 0 | 0 | 0 | 0 | 0 | 0 | 0 | 0
8j | of which Solar |  |  | 0.89358 | 0.90068 | 0.88413 | 0.86461 | 0.87967 | 0.88571 | 0.89234 | 0.90809 | 0.91521 | 0.94193 | 0.94463 | 0.9457 | 0.95793 | 0.99546 | 1.0652 | 1.1709 | 1.257 | 1.378
8k | of which Biomass |  |  | 0 | 0 | 0 | 0 | 0 | 0 | 0 | 0 | 0 | 0 | 0 | 0 | 0 | 0 | 0 | 0 | 0 | 0
8l | of which other RES (apart from hydro) |  |  | 0 | 0 | 0 | 0 | 0 | 0 | 0 | 0 | 0 | 0 | 0 | 0 | 0 | 0 | 0 | 0 | 0 | 0
8m | Hydro power (total) |  |  | 0.7017 | 0.56442 | 0.54332 | 0.65042 | 0.6885 | 0.7977 | 0.80298 | 0.77632 | 0.7673 | 0.75538 | 0.75538 | 0.78312 | 0.80762 | 0.75898 | 0.7165 | 0.7725 | 0.7715 | 0.71924
8n | of which renewable hydro generation |  |  | 0.37846 | 0.36887 | 0.34086 | 0.35185 | 0.36579 | 0.3547 | 0.35042 | 0.32403 | 0.3246 | 0.32112 | 0.32112 | 0.34858 | 0.35501 | 0.31636 | 0.31431 | 0.36579 | 0.3648 | 0.36058
8o | of which other non-RES (incl. not clearly identifiable energy sources) |  |  | 0 | 0 | 0 | 0 | 0 | 0 | 0 | 0 | 0 | 0 | 0 | 0 | 0 | 0 | 0 | 0 | 0 | 0
9 | Available capacity (9 = 6 - (7 + 8)) |  |  | 14.2244 | 13.7165 | 13.5875 | 13.4674 | 12.9004 | 13.4003 | 13.999 | 14.7699 | 14.3666 | 12.8566 | 13.256 | 13.4589 | 14.0669 | 14.0959 | 13.7633 | 14.2423 | 14.8811 | 14.5903
10 | Outages: average expected value (all power stations) |  |  | 0.36337 | 0.35023 | 0.34548 | 0.34132 | 0.32431 | 0.33796 | 0.35367 | 0.37173 | 0.35937 | 0.31953 | 0.33159 | 0.3402 | 0.35707 | 0.36011 | 0.35143 | 0.36713 | 0.38042 | 0.37306
11 | System services reserve (one hour ahead of real time) |  |  | 1.145 | 1.145 | 1.145 | 1.145 | 1.145 | 1.145 | 1.145 | 1.145 | 1.145 | 1.145 | 1.145 | 1.145 | 1.145 | 1.145 | 1.165 | 1.165 | 1.165 | 1.165
12 | Reliably available capacity (12 = 9 - (10 + 11)) |  |  | 12.7161 | 12.2213 | 12.097 | 11.9811 | 11.4311 | 11.9174 | 12.5004 | 13.2532 | 12.8622 | 11.392 | 11.7794 | 11.9737 | 12.5648 | 12.5908 | 12.2469 | 12.7102 | 13.3357 | 13.0522
13 | Load at reference point in time |  |  | 7.8384 | 7.9589 | 7.8467 | 7.8274 | 7.7436 | 6.5007 | 7.8513 | 7.7584 | 7.6286 | 7.3471 | 7.5238 | 7.6535 | 7.8136 | 7.9111 | 7.9727 | 8.0334 | 7.9792 | 6.6111
13b | Population average daily (24h) temperature (degrees Celsius) |  |  | 15.64 | 16.4 | 17.07 | 17.63 | 18.08 | 18.41 | 18.62 | 18.68 | 18.61 | 18.41 | 18.06 | 17.57 | 16.95 | 16.2 | 15.34 | 14.36 | 13.28 | 12.12
14 | Load reduction / load management and strategic reserves available at reference point in time |  |  | 0 | 0 | 0 | 0 | 0 | 0 | 0 | 0 | 0 | 0 | 0 | 0 | 0 | 0 | 0 | 0 | 0 | 0
15 | Net weekly load at reference point in time (15 = 13-14) |  |  | 7.8384 | 7.9589 | 7.8467 | 7.8274 | 7.7436 | 6.5007 | 7.8513 | 7.7584 | 7.6286 | 7.3471 | 7.5238 | 7.6535 | 7.8136 | 7.9111 | 7.9727 | 8.0334 | 7.9792 | 6.6111
16 | Remaining capacity at reference point in time (16 = 12- 15) |  |  | 4.8777 | 4.2624 | 4.2503 | 4.1537 | 3.6875 | 5.4166 | 4.6491 | 5.4948 | 5.2336 | 4.0449 | 4.2557 | 4.3202 | 4.7512 | 4.6797 | 4.2742 | 4.6767 | 5.3565 | 6.4411
B1 | Weekly peak load (unrestricted reference point in time) |  |  | 8.0012 | 8.067 | 7.9921 | 7.9311 | 7.8811 | 8.0382 | 7.9654 | 7.9192 | 7.7822 | 7.5153 | 7.7295 | 7.7851 | 7.9473 | 8.0424 | 8.2684 | 8.22 | 8.2563 | 8.3949
B2 | Daily hour of expected weekly peak load (e.g. 21st hour if the peak load is between 20:00 CET to 21:00 CET) |  |  | 11 | 11 | 11 | 11 | 11 | 11 | 11 | 11 | 10 | 10 | 11 | 11 | 11 | 8 | 10 | 8 | 8 | 18
PART C : DATA FOR SEVERE CONDITIONS
17 | Non-usable capacity at reference point (all power stations including mothballed, authorization & technical & legal constraints, energy source unavailability etc. ) |  |  | 3.0589 | 2.9156 | 2.769 | 2.874 | 3.0272 | 3.1096 | 3.0957 | 3.0805 | 3.0374 | 3.0861 | 3.1392 | 3.2034 | 3.1885 | 3.2903 | 3.4086 | 3.5273 | 3.602 | 3.5838
17a | of which nuclear |  |  | 0 | 0 | 0 | 0 | 0 | 0 | 0 | 0 | 0 | 0 | 0 | 0 | 0 | 0 | 0 | 0 | 0 | 0
17b | of which Lignite |  |  | 0 | 0 | 0 | 0 | 0 | 0 | 0 | 0 | 0 | 0 | 0 | 0 | 0 | 0 | 0 | 0 | 0 | 0
17c | of which Hard Coal |  |  | 0 | 0 | 0 | 0 | 0 | 0 | 0 | 0 | 0 | 0 | 0 | 0 | 0 | 0 | 0 | 0 | 0 | 0
17d | of which Gas |  |  | 0.81024 | 0.81024 | 0.81024 | 0.81024 | 0.81024 | 0.81024 | 0.81024 | 0.81024 | 0.81024 | 0.81024 | 0.81024 | 0.81024 | 0.81024 | 0.81024 | 0.81024 | 0.81024 | 0.81024 | 0.81024
17e | of which Oil |  |  | 0 | 0 | 0 | 0 | 0 | 0 | 0 | 0 | 0 | 0 | 0 | 0 | 0 | 0 | 0 | 0 | 0 | 0
17f | of which Oil Shale |  |  | 0 | 0 | 0 | 0 | 0 | 0 | 0 | 0 | 0 | 0 | 0 | 0 | 0 | 0 | 0 | 0 | 0 | 0
17g | of which Mixed Fuels |  |  | 0 | 0 | 0 | 0 | 0 | 0 | 0 | 0 | 0 | 0 | 0 | 0 | 0 | 0 | 0 | 0 | 0 | 0
17h | of which onshore wind |  |  | 0.26471 | 0.26499 | 0.265 | 0.26479 | 0.26485 | 0.26495 | 0.26497 | 0.26497 | 0.26501 | 0.26502 | 0.26502 | 0.26501 | 0.26501 | 0.26501 | 0.26497 | 0.26477 | 0.26493 | 0.26485
17i | of which offshore wind |  |  | 0 | 0 | 0 | 0 | 0 | 0 | 0 | 0 | 0 | 0 | 0 | 0 | 0 | 0 | 0 | 0 | 0 | 0
17j | of which Solar |  |  | 1.2823 | 1.276 | 1.1505 | 1.1486 | 1.2636 | 1.2367 | 1.2175 | 1.229 | 1.1949 | 1.2554 | 1.3086 | 1.345 | 1.3056 | 1.456 | 1.6169 | 1.6798 | 1.7553 | 1.7895
17k | of which Biomass |  |  | 0 | 0 | 0 | 0 | 0 | 0 | 0 | 0 | 0 | 0 | 0 | 0 | 0 | 0 | 0 | 0 | 0 | 0
17l | of which other RES (apart from hydro) |  |  | 0 | 0 | 0 | 0 | 0 | 0 | 0 | 0 | 0 | 0 | 0 | 0 | 0 | 0 | 0 | 0 | 0 | 0
17m | Hydro power (total) |  |  | 0.7017 | 0.56442 | 0.54332 | 0.65042 | 0.6885 | 0.7977 | 0.80298 | 0.77632 | 0.7673 | 0.75538 | 0.75538 | 0.78312 | 0.80762 | 0.75898 | 0.7165 | 0.7725 | 0.7715 | 0.71924
17n | of which renewable hydro generation |  |  | 0.37846 | 0.36887 | 0.34086 | 0.35185 | 0.36579 | 0.3547 | 0.35042 | 0.32403 | 0.3246 | 0.32112 | 0.32112 | 0.34858 | 0.35501 | 0.31636 | 0.31431 | 0.36579 | 0.3648 | 0.36058
17o | of which other non-RES (incl. not clearly identifiable energy sources) |  |  | 0 | 0 | 0 | 0 | 0 | 0 | 0 | 0 | 0 | 0 | 0 | 0 | 0 | 0 | 0 | 0 | 0 | 0
18 | Available capacity (18 = 6 - (7 + 17)) |  |  | 13.8195 | 13.3327 | 13.3141 | 13.1732 | 12.5051 | 13.0347 | 13.6608 | 14.4374 | 14.0796 | 12.5366 | 12.8845 | 13.0526 | 13.7113 | 13.6224 | 13.1952 | 13.719 | 14.3719 | 14.169
19 | Outages: average expected value (all power stations) under SEVERE conditions |  |  | 0.35516 | 0.34232 | 0.33986 | 0.33532 | 0.31621 | 0.33054 | 0.3468 | 0.36496 | 0.35347 | 0.31293 | 0.32392 | 0.33179 | 0.34975 | 0.3504 | 0.33979 | 0.3564 | 0.36992 | 0.36439
20 | System services reserve (one hour ahead of real time) under SEVERE conditions |  |  | 1.145 | 1.145 | 1.145 | 1.145 | 1.145 | 1.145 | 1.145 | 1.145 | 1.145 | 1.145 | 1.145 | 1.145 | 1.145 | 1.145 | 1.165 | 1.165 | 1.165 | 1.165
21 | Reliably available capacity under SEVERE conditions (21 = 18 - (19 + 20)) |  |  | 12.3194 | 11.8454 | 11.8293 | 11.6929 | 11.0439 | 11.5591 | 12.169 | 12.9274 | 12.5811 | 11.0787 | 11.4156 | 11.5758 | 12.2165 | 12.127 | 11.6904 | 12.1976 | 12.8369 | 12.6396
22 | Load at reference point in time (19:00 CET) under SEVERE conditions |  |  | 7.8384 | 7.9589 | 7.8467 | 7.8274 | 7.7436 | 6.5007 | 7.8513 | 7.7584 | 7.6286 | 7.3471 | 7.5238 | 7.6535 | 7.8136 | 7.9111 | 7.9727 | 8.0334 | 7.9792 | 6.6111
23 | Load reduction / load management and strategic reserves available at reference point in time (19:00 CET) under SEVERE conditions |  |  | 0 | 0 | 0 | 0 | 0 | 0 | 0 | 0 | 0 | 0 | 0 | 0 | 0 | 0 | 0 | 0 | 0 | 0
24 | Net weekly peak load for SEVERE conditions (24 = 22-23) |  |  | 7.8384 | 7.9589 | 7.8467 | 7.8274 | 7.7436 | 6.5007 | 7.8513 | 7.7584 | 7.6286 | 7.3471 | 7.5238 | 7.6535 | 7.8136 | 7.9111 | 7.9727 | 8.0334 | 7.9792 | 6.6111
25 | Remaining capacity for SEVERE conditions (25 = 21-24) |  |  | 4.481 | 3.8865 | 3.9826 | 3.8655 | 3.3003 | 5.0584 | 4.3177 | 5.169 | 4.9525 | 3.7316 | 3.8919 | 3.9223 | 4.4029 | 4.2159 | 3.7177 | 4.1641 | 4.8578 | 6.0285
C1 | Weekly peak load under SEVERE conditions (unrestricted reference point in time) |  |  | 8.0012 | 8.067 | 7.9921 | 7.9311 | 7.8811 | 8.0382 | 7.9654 | 7.9192 | 7.7822 | 7.5153 | 7.7295 | 7.7851 | 7.9473 | 8.0424 | 8.2684 | 8.22 | 8.2563 | 8.3949
C2 | Daily hour of expected weekly peak load (e.g. 21st hour if the peak load is between 20:00 CET to 21:00 CET) |  |  | 11 | 11 | 11 | 11 | 11 | 11 | 11 | 11 | 10 | 10 | 11 | 11 | 11 | 8 | 10 | 8 | 8 | 18
PART D: ADDITIONAL INFORMATION FOR INTERCONNECTORS
31 | Simultaneous importable capacity |  | From | 3.5 | 3.9 | 3.9 | 3.9 | 3.9 | 3.9 | 3.6 | 3.6 | 3.6 | 3.9 | 4.2 | 4.2 | 4.2 | 4.2 | 3.8 | 4.2 | 4 | 4
32 | Simultaneous exportable capacity |  | To | 5.3 | 5.8 | 5.4 | 5.6 | 5.6 | 5.6 | 5.6 | 5.6 | 5.8 | 5.6 | 5.6 | 5.5 | 5.5 | 6.1 | 6.1 | 5.6 | 6.1 | 6.1

## CY
Summer Outlook Report 2016 | [21 empty] | Downward load factors modified
| Power Data (all entries are assumed to be >0) |  |  | Countrycode: |  | CY
| (Net values in GW, at a synchronous time every week) |  |  | Countryname: |  | Cyprus
| The dates are related to Wednesday of each week |  |  | 2016-06-01 | 2016-06-08 | 2016-06-15 | 2016-06-22 | 2016-06-29 | 2016-07-06 | 2016-07-13 | 2016-07-20 | 2016-07-27 | 2016-08-03 | 2016-08-10 | 2016-08-17 | 2016-08-24 | 2016-08-31 | 2016-09-07 | 2016-09-14 | 2016-09-21 | 2016-09-28
| WEEK |  |  | 22 | 23 | 24 | 25 | 26 | 27 | 28 | 29 | 30 | 31 | 32 | 33 | 34 | 35 | 36 | 37 | 38 | 39
| Time (CET) |  |  | 12:00 | 12:00 | 12:00 | 12:00 | 12:00 | 12:00 | 12:00 | 12:00 | 12:00 | 12:00 | 12:00 | 12:00 | 12:00 | 12:00 | 12:00 | 12:00 | 12:00 | 12:00
Line | PART A : INDIGINEOUS NATIONAL GENERATION | Severe Average Outage Rate | Normal Average Outage Rate
Net generating capacity:
1 | Nuclear Power | 0% | 0%
2 | Fossil Fuels |  |  | 1.48 | 1.48 | 1.48 | 1.48 | 1.48 | 1.48 | 1.48 | 1.48 | 1.48 | 1.48 | 1.48 | 1.48 | 1.48 | 1.48 | 1.48 | 1.48 | 1.48 | 1.48
2a | of which Lignite | 0% | 0%
2b | of which Hard Coal | 0% | 0%
2c | of which Gas | 0% | 0%
2d | of which Oil | 5% | 5% | 1.48 | 1.48 | 1.48 | 1.48 | 1.48 | 1.48 | 1.48 | 1.48 | 1.48 | 1.48 | 1.48 | 1.48 | 1.48 | 1.48 | 1.48 | 1.48 | 1.48 | 1.48
2e | of which Oil Shale | 0% | 0%
2f | of which Mixed Fuels | 0% | 0%
3 | Renewable Energy Sources (other than hydro) |  |  | 0.25 | 0.25 | 0.25 | 0.25 | 0.25 | 0.25 | 0.25 | 0.25 | 0.25 | 0.25 | 0.25 | 0.25 | 0.25 | 0.25 | 0.25 | 0.25 | 0.25 | 0.25
3a | of which onshore wind | 5% | 5% | 0.16 | 0.16 | 0.16 | 0.16 | 0.16 | 0.16 | 0.16 | 0.16 | 0.16 | 0.16 | 0.16 | 0.16 | 0.16 | 0.16 | 0.16 | 0.16 | 0.16 | 0.16
3b | of which offshore wind | 0% | 0%
3c | of which Solar (PV) | 5% | 5% | 0.08 | 0.08 | 0.08 | 0.08 | 0.08 | 0.08 | 0.08 | 0.08 | 0.08 | 0.08 | 0.08 | 0.08 | 0.08 | 0.08 | 0.08 | 0.08 | 0.08 | 0.08
3d | of which Biomass | 5% | 5% | 0.01 | 0.01 | 0.01 | 0.01 | 0.01 | 0.01 | 0.01 | 0.01 | 0.01 | 0.01 | 0.01 | 0.01 | 0.01 | 0.01 | 0.01 | 0.01 | 0.01 | 0.01
3e | of which other RES (apart from hydro, including tidal, wave, geothermal, waste renewable, CSP,…) | 0% | 0%
4 | Hydro power (total) | 0% | 0%
4a | of which renewable hydro generation
5 | Other non-RES (incl. not clearly identifiable energy sources) | 0% | 0%
6 | Net generating capacity (6 = 1+2+3+4+5) |  |  | 1.73 | 1.73 | 1.73 | 1.73 | 1.73 | 1.73 | 1.73 | 1.73 | 1.73 | 1.73 | 1.73 | 1.73 | 1.73 | 1.73 | 1.73 | 1.73 | 1.73 | 1.73
7 | Maintenance & Overhauls (all power stations) |  |  | 0.24 | 0.08 | 0.08 | 0.08 | 0.08 | 0.08 | 0.08 | 0.08 | 0.08 | 0.08 | 0.08 | 0.06 | 0.06 | 0.06 | 0.06 | 0.16 | 0.16 | 0.16
7a | of which nuclear
7b | of which Lignite
7c | of which Hard Coal
7d | of which Gas
7e | of which Oil |  |  | 0.24 | 0.08 | 0.08 | 0.08 | 0.08 | 0.08 | 0.08 | 0.08 | 0.08 | 0.08 | 0.08 | 0.06 | 0.06 | 0.06 | 0.06 | 0.16 | 0.16 | 0.16
7f | of which Oil Shale
7g | of which Mixed Fuels
7h | of which onshore wind
7i | of which offshore wind
7j | of which Solar (PV)
7k | of which Biomass
7l | of which other RES (NO hydro, including tidal, wave, geothermal, waste renewable, CSP,…)
7m | Hydro power (total)
7n | of which renewable hydro generation
7o | of which other non-RES (including CHP non-renewable, waste non-renewable and other not clearly identified generation )
PART B : DATA UNDER NORMAL CONDITIONS
8 | Non-usable capacity at reference point (all power stations including mothballed, authorization & technical & legal constraints, energy source unavailability etc. ) |  |  | 0.24 | 0.24 | 0.24 | 0.24 | 0.24 | 0.24 | 0.24 | 0.24 | 0.24 | 0.24 | 0.24 | 0.24 | 0.24 | 0.24 | 0.24 | 0.24 | 0.24 | 0.24
8a | of which nuclear
8b | of which Lignite
8c | of which Hard Coal
8d | of which Gas
8e | of which Oil
8f | of which Oil Shale
8g | of which Mixed Fuels
8h | of which onshore wind |  |  | 0.16 | 0.16 | 0.16 | 0.16 | 0.16 | 0.16 | 0.16 | 0.16 | 0.16 | 0.16 | 0.16 | 0.16 | 0.16 | 0.16 | 0.16 | 0.16 | 0.16 | 0.16
8i | of which offshore wind |  |  | 0 | 0 | 0 | 0 | 0 | 0 | 0 | 0 | 0 | 0 | 0 | 0 | 0 | 0 | 0 | 0 | 0 | 0
8j | of which Solar |  |  | 0.08 | 0.08 | 0.08 | 0.08 | 0.08 | 0.08 | 0.08 | 0.08 | 0.08 | 0.08 | 0.08 | 0.08 | 0.08 | 0.08 | 0.08 | 0.08 | 0.08 | 0.08
8k | of which Biomass
8l | of which other RES (apart from hydro)
8m | Hydro power (total)
8n | of which renewable hydro generation
8o | of which other non-RES (incl. not clearly identifiable energy sources)
9 | Available capacity (9 = 6 - (7 + 8)) |  |  | 1.25 | 1.41 | 1.41 | 1.41 | 1.41 | 1.41 | 1.41 | 1.41 | 1.41 | 1.41 | 1.41 | 1.43 | 1.43 | 1.43 | 1.43 | 1.33 | 1.33 | 1.33
10 | Outages: average expected value (all power stations) |  |  | 0.0625 | 0.0705 | 0.0705 | 0.0705 | 0.0705 | 0.0705 | 0.0705 | 0.0705 | 0.0705 | 0.0705 | 0.0705 | 0.0715 | 0.0715 | 0.0715 | 0.0715 | 0.0665 | 0.0665 | 0.0665
11 | System services reserve (one hour ahead of real time) |  |  | 0.0375 | 0.0375 | 0.0375 | 0.0375 | 0.0375 | 0.0375 | 0.0375 | 0.0375 | 0.0375 | 0.0375 | 0.0375 | 0.0375 | 0.0375 | 0.0375 | 0.0375 | 0.0375
12 | Reliably available capacity (12 = 9 - (10 + 11)) |  |  | 1.15 | 1.302 | 1.302 | 1.302 | 1.302 | 1.302 | 1.302 | 1.302 | 1.302 | 1.302 | 1.302 | 1.321 | 1.321 | 1.321 | 1.321 | 1.226 | 1.2635 | 1.2635
13 | Load at reference point in time |  |  | 0.6102 | 0.63842 | 0.68084 | 0.71083 | 0.73646 | 0.77082 | 0.79974 | 0.8133 | 0.81739 | 0.78195 | 0.71579 | 0.74638 | 0.77698 | 0.72271 | 0.66046 | 0.64032 | 0.61743 | 0.59544
13b | Population average daily (24h) temperature (degrees Celsius) |  |  | 34 | 35 | 36 | 36 | 37 | 37 | 37 | 38 | 37 | 37 | 37 | 37 | 36 | 35 | 34 | 32 | 32 | 32
14 | Load reduction / load management and strategic reserves available at reference point in time |  |  | 0.091531 | 0.095762 | 0.10213 | 0.10662 | 0.11047 | 0.11562 | 0.11996 | 0.122 | 0.12261 | 0.11729 | 0.10737 | 0.11196 | 0.11655 | 0.10841 | 0.099069 | 0.096048 | 0.092614 | 0.089315
15 | Net weekly load at reference point in time (15 = 13-14) |  |  | 0.51867 | 0.54265 | 0.57872 | 0.6042 | 0.62599 | 0.6552 | 0.67978 | 0.69131 | 0.69478 | 0.66466 | 0.60842 | 0.63442 | 0.66043 | 0.6143 | 0.56139 | 0.54427 | 0.52481 | 0.50612
16 | Remaining capacity at reference point in time (16 = 12- 15) |  |  | 0.63133 | 0.75935 | 0.72328 | 0.6978 | 0.67601 | 0.6468 | 0.62222 | 0.61069 | 0.60722 | 0.63734 | 0.69358 | 0.68658 | 0.66057 | 0.7067 | 0.75961 | 0.68173 | 0.73869 | 0.75738
B1 | Weekly peak load (unrestricted reference point in time) |  |  | 0.70173 | 0.73418 | 0.78297 | 0.81745 | 0.84693 | 0.88645 | 0.9197 | 0.9353 | 0.94 | 0.89924 | 0.82315 | 0.85834 | 0.89353 | 0.83112 | 0.75953 | 0.73636 | 0.71004 | 0.68475
B2 | Daily hour of expected weekly peak load (e.g. 21st hour if the peak load is between 20:00 CET to 21:00 CET) |  |  | 13:00 | 13:00 | 13:00 | 13:00 | 13:00 | 13:00 | 13:00 | 13:00 | 13:00 | 13:00 | 13:00 | 13:00 | 13:00 | 13:00 | 13:00 | 13:00 | 13:00 | 13:00
PART C : DATA FOR SEVERE CONDITIONS
17 | Non-usable capacity at reference point (all power stations including mothballed, authorization & technical & legal constraints, energy source unavailability etc. ) |  |  | 0.24 | 0.24 | 0.24 | 0.24 | 0.24 | 0.24 | 0.24 | 0.24 | 0.24 | 0.24 | 0.24 | 0.24 | 0.24 | 0.24 | 0.24 | 0.24 | 0.24 | 0.24
17a | of which nuclear
17b | of which Lignite
17c | of which Hard Coal
17d | of which Gas
17e | of which Oil
17f | of which Oil Shale
17g | of which Mixed Fuels
17h | of which onshore wind |  |  | 0.16 | 0.16 | 0.16 | 0.16 | 0.16 | 0.16 | 0.16 | 0.16 | 0.16 | 0.16 | 0.16 | 0.16 | 0.16 | 0.16 | 0.16 | 0.16 | 0.16 | 0.16
17i | of which offshore wind |  |  | 0 | 0 | 0 | 0 | 0 | 0 | 0 | 0 | 0 | 0 | 0 | 0 | 0 | 0 | 0 | 0 | 0 | 0
17j | of which Solar |  |  | 0.08 | 0.08 | 0.08 | 0.08 | 0.08 | 0.08 | 0.08 | 0.08 | 0.08 | 0.08 | 0.08 | 0.08 | 0.08 | 0.08 | 0.08 | 0.08 | 0.08 | 0.08
17k | of which Biomass
17l | of which other RES (apart from hydro)
17m | Hydro power (total)
17n | of which renewable hydro generation
17o | of which other non-RES (incl. not clearly identifiable energy sources)
18 | Available capacity (18 = 6 - (7 + 17)) |  |  | 1.25 | 1.41 | 1.41 | 1.41 | 1.41 | 1.41 | 1.41 | 1.41 | 1.41 | 1.41 | 1.41 | 1.43 | 1.43 | 1.43 | 1.43 | 1.33 | 1.33 | 1.33
19 | Outages: average expected value (all power stations) under SEVERE conditions |  |  | 0.0625 | 0.0705 | 0.0705 | 0.0705 | 0.0705 | 0.0705 | 0.0705 | 0.0705 | 0.0705 | 0.0705 | 0.0705 | 0.0715 | 0.0715 | 0.0715 | 0.0715 | 0.0665 | 0.0665 | 0.0665
20 | System services reserve (one hour ahead of real time) under SEVERE conditions |  |  | 0.0375 | 0.0375 | 0.0375 | 0.0375 | 0.0375 | 0.0375 | 0.0375 | 0.0375 | 0.0375 | 0.0375 | 0.0375 | 0.0375 | 0.0375 | 0.0375 | 0.0375 | 0.0375 | 0.0375 | 0.0375
21 | Reliably available capacity under SEVERE conditions (21 = 18 - (19 + 20)) |  |  | 1.15 | 1.302 | 1.302 | 1.302 | 1.302 | 1.302 | 1.302 | 1.302 | 1.302 | 1.302 | 1.302 | 1.321 | 1.321 | 1.321 | 1.321 | 1.226 | 1.226 | 1.226
22 | Load at reference point in time (19:00 CET) under SEVERE conditions |  |  | 0.70211 | 0.73457 | 0.78339 | 0.81789 | 0.84738 | 0.88692 | 0.92019 | 0.9358 | 0.9405 | 0.89972 | 0.82359 | 0.8588 | 0.894 | 0.83156 | 0.75994 | 0.73676 | 0.71042 | 0.68512
23 | Load reduction / load management and strategic reserves available at reference point in time (19:00 CET) under SEVERE conditions
24 | Net weekly peak load for SEVERE conditions (24 = 22-23) |  |  | 0.70211 | 0.73457 | 0.78339 | 0.81789 | 0.84738 | 0.88692 | 0.92019 | 0.9358 | 0.9405 | 0.89972 | 0.82359 | 0.8588 | 0.894 | 0.83156 | 0.75994 | 0.73676 | 0.71042 | 0.68512
25 | Remaining capacity for SEVERE conditions (25 = 21-24) |  |  | 0.44789 | 0.56743 | 0.51861 | 0.48411 | 0.45462 | 0.41508 | 0.38181 | 0.3662 | 0.3615 | 0.40228 | 0.47841 | 0.4622 | 0.427 | 0.48944 | 0.56106 | 0.48924 | 0.51558 | 0.54088
C1 | Weekly peak load under SEVERE conditions (unrestricted reference point in time) |  |  | 0.73906 | 0.77323 | 0.82462 | 0.86093 | 0.89198 | 0.9336 | 0.96863 | 0.98505 | 0.99 | 0.94708 | 0.86694 | 0.904 | 0.94105 | 0.87533 | 0.79993 | 0.77553 | 0.74781 | 0.72118
C2 | Daily hour of expected weekly peak load (e.g. 21st hour if the peak load is between 20:00 CET to 21:00 CET) |  |  | 13:00 | 13:00 | 13:00 | 13:00 | 13:00 | 13:00 | 13:00 | 13:00 | 13:00 | 13:00 | 13:00 | 13:00 | 13:00 | 13:00 | 13:00 | 13:00 | 13:00 | 13:00
PART D: ADDITIONAL INFORMATION FOR INTERCONNECTORS
31 | Simultaneous importable capacity |  | From | 0 | 0 | 0 | 0 | 0 | 0 | 0 | 0 | 0 | 0 | 0 | 0 | 0 | 0 | 0 | 0 | 0 | 0
32 | Simultaneous exportable capacity |  | To | 0 | 0 | 0 | 0 | 0 | 0 | 0 | 0 | 0 | 0 | 0 | 0 | 0 | 0 | 0 | 0 | 0 | 0

## CH
Summer Outlook Report 2016 | [21 empty] | Downward load factors modified
| Power Data (all entries are assumed to be >0) |  |  | Countrycode: |  | CH
| (Net values in GW, at a synchronous time every week) |  |  | Countryname: |  | Switzerland
| The dates are related to Wednesday of each week |  |  | 2016-06-01 | 2016-06-08 | 2016-06-15 | 2016-06-22 | 2016-06-29 | 2016-07-06 | 2016-07-13 | 2016-07-20 | 2016-07-27 | 2016-08-03 | 2016-08-10 | 2016-08-17 | 2016-08-24 | 2016-08-31 | 2016-09-07 | 2016-09-14 | 2016-09-21 | 2016-09-28
| WEEK |  |  | 22 | 23 | 24 | 25 | 26 | 27 | 28 | 29 | 30 | 31 | 32 | 33 | 34 | 35 | 36 | 37 | 38 | 39
| Time (CET) |  |  | 12:00 | 12:00 | 12:00 | 12:00 | 12:00 | 12:00 | 12:00 | 12:00 | 12:00 | 12:00 | 12:00 | 12:00 | 12:00 | 12:00 | 12:00 | 12:00 | 12:00 | 12:00
Line | PART A : INDIGINEOUS NATIONAL GENERATION | Severe Average Outage Rate | Normal Average Outage Rate
Net generating capacity:
1 | Nuclear Power | 5% | 5% | 3.33 | 3.33 | 3.33 | 3.33 | 3.33 | 3.33 | 3.33 | 3.33 | 3.33 | 3.33 | 3.33 | 3.33 | 3.33 | 3.33 | 3.33 | 3.33 | 3.33 | 3.33
2 | Fossil Fuels |  |  | 0.51 | 0.51 | 0.51 | 0.51 | 0.51 | 0.51 | 0.51 | 0.51 | 0.51 | 0.51 | 0.51 | 0.51 | 0.51 | 0.51 | 0.51 | 0.51 | 0.51 | 0.51
2a | of which Lignite | 9% | 9% | 0 | 0 | 0 | 0 | 0 | 0 | 0 | 0 | 0 | 0 | 0 | 0 | 0 | 0 | 0 | 0 | 0 | 0
2b | of which Hard Coal | 9% | 9% | 0 | 0 | 0 | 0 | 0 | 0 | 0 | 0 | 0 | 0 | 0 | 0 | 0 | 0 | 0 | 0 | 0 | 0
2c | of which Gas | 7% | 7% | 0 | 0 | 0 | 0 | 0 | 0 | 0 | 0 | 0 | 0 | 0 | 0 | 0 | 0 | 0 | 0 | 0 | 0
2d | of which Oil | 9% | 9% | 0.08 | 0.08 | 0.08 | 0.08 | 0.08 | 0.08 | 0.08 | 0.08 | 0.08 | 0.08 | 0.08 | 0.08 | 0.08 | 0.08 | 0.08 | 0.08 | 0.08 | 0.08
2e | of which Oil Shale | 8.75% | 8.75% | 0 | 0 | 0 | 0 | 0 | 0 | 0 | 0 | 0 | 0 | 0 | 0 | 0 | 0 | 0 | 0 | 0 | 0
2f | of which Mixed Fuels | 8.75% | 8.75% | 0.43 | 0.43 | 0.43 | 0.43 | 0.43 | 0.43 | 0.43 | 0.43 | 0.43 | 0.43 | 0.43 | 0.43 | 0.43 | 0.43 | 0.43 | 0.43 | 0.43 | 0.43
3 | Renewable Energy Sources (other than hydro) |  |  | 1.1 | 1.1 | 1.1 | 1.1 | 1.1 | 1.1 | 1.1 | 1.1 | 1.1 | 1.1 | 1.1 | 1.1 | 1.1 | 1.1 | 1.1 | 1.1 | 1.1 | 1.1
3a | of which onshore wind | 0% | 0% | 0.06 | 0.06 | 0.06 | 0.06 | 0.06 | 0.06 | 0.06 | 0.06 | 0.06 | 0.06 | 0.06 | 0.06 | 0.06 | 0.06 | 0.06 | 0.06 | 0.06 | 0.06
3b | of which offshore wind | 0% | 0% | 0 | 0 | 0 | 0 | 0 | 0 | 0 | 0 | 0 | 0 | 0 | 0 | 0 | 0 | 0 | 0 | 0 | 0
3c | of which Solar (PV) | 0% | 0% | 0.76 | 0.76 | 0.76 | 0.76 | 0.76 | 0.76 | 0.76 | 0.76 | 0.76 | 0.76 | 0.76 | 0.76 | 0.76 | 0.76 | 0.76 | 0.76 | 0.76 | 0.76
3d | of which Biomass | 0% | 0% | 0.28 | 0.28 | 0.28 | 0.28 | 0.28 | 0.28 | 0.28 | 0.28 | 0.28 | 0.28 | 0.28 | 0.28 | 0.28 | 0.28 | 0.28 | 0.28 | 0.28 | 0.28
3e | of which other RES (apart from hydro, including tidal, wave, geothermal, waste renewable, CSP,…) | 0% | 0% | 0 | 0 | 0 | 0 | 0 | 0 | 0 | 0 | 0 | 0 | 0 | 0 | 0 | 0 | 0 | 0 | 0 | 0
4 | Hydro power (total) | 0% | 0% | 14.04 | 14.04 | 14.04 | 14.04 | 14.04 | 14.04 | 14.04 | 14.04 | 14.04 | 14.04 | 14.04 | 14.04 | 14.04 | 14.04 | 14.04 | 14.04 | 14.04 | 14.04
4a | of which renewable hydro generation |  |  | 12.65 | 12.65 | 12.65 | 12.65 | 12.65 | 12.65 | 12.65 | 12.65 | 12.65 | 12.65 | 12.65 | 12.65 | 12.65 | 12.65 | 12.65 | 12.65 | 12.65 | 12.65
5 | Other non-RES (incl. not clearly identifiable energy sources) | 0% | 0% | 0.23 | 0.23 | 0.23 | 0.23 | 0.23 | 0.23 | 0.23 | 0.23 | 0.23 | 0.23 | 0.23 | 0.23 | 0.23 | 0.23 | 0.23 | 0.23 | 0.23 | 0.23
6 | Net generating capacity (6 = 1+2+3+4+5) |  |  | 19.21 | 19.21 | 19.21 | 19.21 | 19.21 | 19.21 | 19.21 | 19.21 | 19.21 | 19.21 | 19.21 | 19.21 | 19.21 | 19.21 | 19.21 | 19.21 | 19.21 | 19.21
7 | Maintenance & Overhauls (all power stations) |  |  | 0.39334 | 1.3874 | 1.3874 | 1.7557 | 0.76168 | 0.39334 | 0.39334 | 0.39334 | 0.39334 | 1.2259 | 1.2259 | 1.6023 | 1.6023 | 0.40141 | 0.40141 | 0.025 | 0.025 | 0.025
7a | of which nuclear |  |  | 0.39334 | 1.3874 | 1.3874 | 1.7557 | 0.76168 | 0.39334 | 0.39334 | 0.39334 | 0.39334 | 1.2259 | 1.2259 | 1.6023 | 1.6023 | 0.40141 | 0.40141 | 0.025 | 0.025 | 0.025
7b | of which Lignite |  |  | 0 | 0 | 0 | 0 | 0 | 0 | 0 | 0 | 0 | 0 | 0 | 0 | 0 | 0 | 0 | 0 | 0 | 0
7c | of which Hard Coal |  |  | 0 | 0 | 0 | 0 | 0 | 0 | 0 | 0 | 0 | 0 | 0 | 0 | 0 | 0 | 0 | 0 | 0 | 0
7d | of which Gas |  |  | 0 | 0 | 0 | 0 | 0 | 0 | 0 | 0 | 0 | 0 | 0 | 0 | 0 | 0 | 0 | 0 | 0 | 0
7e | of which Oil |  |  | 0 | 0 | 0 | 0 | 0 | 0 | 0 | 0 | 0 | 0 | 0 | 0 | 0 | 0 | 0 | 0 | 0 | 0
7f | of which Oil Shale |  |  | 0 | 0 | 0 | 0 | 0 | 0 | 0 | 0 | 0 | 0 | 0 | 0 | 0 | 0 | 0 | 0 | 0 | 0
7g | of which Mixed Fuels |  |  | 0 | 0 | 0 | 0 | 0 | 0 | 0 | 0 | 0 | 0 | 0 | 0 | 0 | 0 | 0 | 0 | 0 | 0
7h | of which onshore wind |  |  | 0 | 0 | 0 | 0 | 0 | 0 | 0 | 0 | 0 | 0 | 0 | 0 | 0 | 0 | 0 | 0 | 0 | 0
7i | of which offshore wind |  |  | 0 | 0 | 0 | 0 | 0 | 0 | 0 | 0 | 0 | 0 | 0 | 0 | 0 | 0 | 0 | 0 | 0 | 0
7j | of which Solar (PV) |  |  | 0 | 0 | 0 | 0 | 0 | 0 | 0 | 0 | 0 | 0 | 0 | 0 | 0 | 0 | 0 | 0 | 0 | 0
7k | of which Biomass |  |  | 0 | 0 | 0 | 0 | 0 | 0 | 0 | 0 | 0 | 0 | 0 | 0 | 0 | 0 | 0 | 0 | 0 | 0
7l | of which other RES (NO hydro, including tidal, wave, geothermal, waste renewable, CSP,…) |  |  | 0 | 0 | 0 | 0 | 0 | 0 | 0 | 0 | 0 | 0 | 0 | 0 | 0 | 0 | 0 | 0 | 0 | 0
7m | Hydro power (total) |  |  | 0 | 0 | 0 | 0 | 0 | 0 | 0 | 0 | 0 | 0 | 0 | 0 | 0 | 0 | 0 | 0 | 0 | 0
7n | of which renewable hydro generation |  |  | 0 | 0 | 0 | 0 | 0 | 0 | 0 | 0 | 0 | 0 | 0 | 0 | 0 | 0 | 0 | 0 | 0 | 0
7o | of which other non-RES (including CHP non-renewable, waste non-renewable and other not clearly identified generation ) |  |  | 0 | 0 | 0 | 0 | 0 | 0 | 0 | 0 | 0 | 0 | 0 | 0 | 0 | 0 | 0 | 0 | 0 | 0
PART B : DATA UNDER NORMAL CONDITIONS
8 | Non-usable capacity at reference point (all power stations including mothballed, authorization & technical & legal constraints, energy source unavailability etc. ) |  |  | 2.8206 | 2.8232 | 2.8149 | 2.8072 | 2.8117 | 2.8186 | 2.8174 | 2.8118 | 2.816 | 2.8303 | 2.8269 | 2.8257 | 2.8279 | 2.8353 | 2.8492 | 2.8605 | 2.8785 | 2.8938
8a | of which nuclear |  |  | 0 | 0 | 0 | 0 | 0 | 0 | 0 | 0 | 0 | 0 | 0 | 0 | 0 | 0 | 0 | 0 | 0 | 0
8b | of which Lignite |  |  | 0 | 0 | 0 | 0 | 0 | 0 | 0 | 0 | 0 | 0 | 0 | 0 | 0 | 0 | 0 | 0 | 0 | 0
8c | of which Hard Coal |  |  | 0 | 0 | 0 | 0 | 0 | 0 | 0 | 0 | 0 | 0 | 0 | 0 | 0 | 0 | 0 | 0 | 0 | 0
8d | of which Gas |  |  | 0 | 0 | 0 | 0 | 0 | 0 | 0 | 0 | 0 | 0 | 0 | 0 | 0 | 0 | 0 | 0 | 0 | 0
8e | of which Oil |  |  | 0.08 | 0.08 | 0.08 | 0.08 | 0.08 | 0.08 | 0.08 | 0.08 | 0.08 | 0.08 | 0.08 | 0.08 | 0.08 | 0.08 | 0.08 | 0.08 | 0.08 | 0.08
8f | of which Oil Shale |  |  | 0 | 0 | 0 | 0 | 0 | 0 | 0 | 0 | 0 | 0 | 0 | 0 | 0 | 0 | 0 | 0 | 0 | 0
8g | of which Mixed Fuels |  |  | 0.43 | 0.43 | 0.43 | 0.43 | 0.43 | 0.43 | 0.43 | 0.43 | 0.43 | 0.43 | 0.43 | 0.43 | 0.43 | 0.43 | 0.43 | 0.43 | 0.43 | 0.43
8h | of which onshore wind |  |  | 0.057086 | 0.057962 | 0.057992 | 0.058264 | 0.058701 | 0.058189 | 0.057922 | 0.058013 | 0.058656 | 0.058676 | 0.058622 | 0.058794 | 0.058916 | 0.05868 | 0.058181 | 0.057714 | 0.058191 | 0.058303
8i | of which offshore wind |  |  | 0 | 0 | 0 | 0 | 0 | 0 | 0 | 0 | 0 | 0 | 0 | 0 | 0 | 0 | 0 | 0 | 0 | 0
8j | of which Solar |  |  | 0.35348 | 0.35522 | 0.34694 | 0.33892 | 0.34303 | 0.35046 | 0.34952 | 0.34381 | 0.34736 | 0.36167 | 0.35829 | 0.3569 | 0.35899 | 0.36659 | 0.38106 | 0.39276 | 0.41026 | 0.42555
8k | of which Biomass |  |  | 0.28 | 0.28 | 0.28 | 0.28 | 0.28 | 0.28 | 0.28 | 0.28 | 0.28 | 0.28 | 0.28 | 0.28 | 0.28 | 0.28 | 0.28 | 0.28 | 0.28 | 0.28
8l | of which other RES (apart from hydro) |  |  | 0 | 0 | 0 | 0 | 0 | 0 | 0 | 0 | 0 | 0 | 0 | 0 | 0 | 0 | 0 | 0 | 0 | 0
8m | Hydro power (total) |  |  | 1.39 | 1.39 | 1.39 | 1.39 | 1.39 | 1.39 | 1.39 | 1.39 | 1.39 | 1.39 | 1.39 | 1.39 | 1.39 | 1.39 | 1.39 | 1.39 | 1.39 | 1.39
8n | of which renewable hydro generation |  |  | 1.39 | 1.39 | 1.39 | 1.39 | 1.39 | 1.39 | 1.39 | 1.39 | 1.39 | 1.39 | 1.39 | 1.39 | 1.39 | 1.39 | 1.39 | 1.39 | 1.39 | 1.39
8o | of which other non-RES (incl. not clearly identifiable energy sources) |  |  | 0.23 | 0.23 | 0.23 | 0.23 | 0.23 | 0.23 | 0.23 | 0.23 | 0.23 | 0.23 | 0.23 | 0.23 | 0.23 | 0.23 | 0.23 | 0.23 | 0.23 | 0.23
9 | Available capacity (9 = 6 - (7 + 8)) |  |  | 15.9961 | 14.9995 | 15.0077 | 14.6471 | 15.6366 | 15.998 | 15.9992 | 16.0048 | 16.0006 | 15.1538 | 15.1572 | 14.782 | 14.7798 | 15.9733 | 15.9593 | 16.3245 | 16.3065 | 16.2912
10 | Outages: average expected value (all power stations) |  |  | 0.14683 | 0.097132 | 0.097132 | 0.078715 | 0.12842 | 0.14683 | 0.14683 | 0.14683 | 0.14683 | 0.10521 | 0.10521 | 0.086385 | 0.086385 | 0.14643 | 0.14643 | 0.16525 | 0.16525 | 0.16525
11 | System services reserve (one hour ahead of real time) |  |  | 0.96 | 0.96 | 0.96 | 0.96 | 0.96 | 0.96 | 0.96 | 0.96 | 0.96 | 0.96 | 0.96 | 0.96 | 0.96 | 0.96 | 0.96 | 0.96 | 0.96 | 0.96
12 | Reliably available capacity (12 = 9 - (10 + 11)) |  |  | 14.8893 | 13.9423 | 13.9506 | 13.6084 | 14.5482 | 14.8912 | 14.8924 | 14.898 | 14.8938 | 14.0886 | 14.092 | 13.7356 | 13.7334 | 14.8669 | 14.8529 | 15.1993 | 15.1813 | 15.1659
13 | Load at reference point in time |  |  | 7.9556 | 8.0587 | 7.7928 | 7.7679 | 8.0671 | 8.0613 | 7.815 | 7.682 | 7.1751 | 7.4479 | 8.0538 | 8.3767 | 8.0322 | 8.1369 | 7.9923 | 8.5055 | 8.8347 | 8.5214
13b | Population average daily (24h) temperature (degrees Celsius) |  |  | 15.9 | 16.65 | 17.31 | 17.88 | 18.33 | 18.67 | 18.88 | 18.96 | 18.91 | 18.72 | 18.4 | 17.94 | 17.35 | 16.64 | 15.82 | 14.89 | 13.86 | 12.77
14 | Load reduction / load management and strategic reserves available at reference point in time |  |  | 0 | 0 | 0 | 0 | 0 | 0 | 0 | 0 | 0 | 0 | 0 | 0 | 0 | 0 | 0 | 0 | 0 | 0
15 | Net weekly load at reference point in time (15 = 13-14) |  |  | 7.9556 | 8.0587 | 7.7928 | 7.7679 | 8.0671 | 8.0613 | 7.815 | 7.682 | 7.1751 | 7.4479 | 8.0538 | 8.3767 | 8.0322 | 8.1369 | 7.9923 | 8.5055 | 8.8347 | 8.5214
16 | Remaining capacity at reference point in time (16 = 12- 15) |  |  | 6.9336 | 5.8836 | 6.1578 | 5.8405 | 6.481 | 6.8299 | 7.0774 | 7.216 | 7.7187 | 6.6406 | 6.0382 | 5.3589 | 5.7012 | 6.73 | 6.8606 | 6.6938 | 6.3466 | 6.6445
B1 | Weekly peak load (unrestricted reference point in time) |  |  | 8.18 | 8.18 | 8.18 | 8.18 | 8.18 | 8.11 | 8.11 | 8.11 | 8.11 | 8.67 | 8.67 | 8.67 | 8.67 | 8.67 | 8.78 | 8.78 | 8.78 | 8.78
B2 | Daily hour of expected weekly peak load (e.g. 21st hour if the peak load is between 20:00 CET to 21:00 CET) |  |  | 12 | 12 | 12 | 12 | 12 | 12 | 12 | 12 | 12 | 12 | 12 | 12 | 12 | 12 | 12 | 12 | 12 | 12
PART C : DATA FOR SEVERE CONDITIONS
17 | Non-usable capacity at reference point (all power stations including mothballed, authorization & technical & legal constraints, energy source unavailability etc. ) |  |  | 2.9688 | 2.9704 | 2.9402 | 2.9185 | 2.9201 | 2.91 | 2.9304 | 2.9262 | 2.9251 | 2.9853 | 2.9915 | 2.9385 | 2.9488 | 2.9872 | 2.9963 | 3.0526 | 3.0862 | 3.0724
17a | of which nuclear |  |  | 0 | 0 | 0 | 0 | 0 | 0 | 0 | 0 | 0 | 0 | 0 | 0 | 0 | 0 | 0 | 0 | 0 | 0
17b | of which Lignite |  |  | 0 | 0 | 0 | 0 | 0 | 0 | 0 | 0 | 0 | 0 | 0 | 0 | 0 | 0 | 0 | 0 | 0 | 0
17c | of which Hard Coal |  |  | 0 | 0 | 0 | 0 | 0 | 0 | 0 | 0 | 0 | 0 | 0 | 0 | 0 | 0 | 0 | 0 | 0 | 0
17d | of which Gas |  |  | 0 | 0 | 0 | 0 | 0 | 0 | 0 | 0 | 0 | 0 | 0 | 0 | 0 | 0 | 0 | 0 | 0 | 0
17e | of which Oil |  |  | 0.08 | 0.08 | 0.08 | 0.08 | 0.08 | 0.08 | 0.08 | 0.08 | 0.08 | 0.08 | 0.08 | 0.08 | 0.08 | 0.08 | 0.08 | 0.08 | 0.08 | 0.08
17f | of which Oil Shale |  |  | 0 | 0 | 0 | 0 | 0 | 0 | 0 | 0 | 0 | 0 | 0 | 0 | 0 | 0 | 0 | 0 | 0 | 0
17g | of which Mixed Fuels |  |  | 0.43 | 0.43 | 0.43 | 0.43 | 0.43 | 0.43 | 0.43 | 0.43 | 0.43 | 0.43 | 0.43 | 0.43 | 0.43 | 0.43 | 0.43 | 0.43 | 0.43 | 0.43
17h | of which onshore wind |  |  | 0.059914 | 0.059938 | 0.059878 | 0.059797 | 0.059876 | 0.059902 | 0.059904 | 0.059957 | 0.059972 | 0.059955 | 0.05997 | 0.059972 | 0.059983 | 0.059966 | 0.059904 | 0.059914 | 0.059977 | 0.059989
17i | of which offshore wind |  |  | 0 | 0 | 0 | 0 | 0 | 0 | 0 | 0 | 0 | 0 | 0 | 0 | 0 | 0 | 0 | 0 | 0 | 0
17j | of which Solar |  |  | 0.49892 | 0.50048 | 0.47033 | 0.44867 | 0.45018 | 0.44013 | 0.46051 | 0.45621 | 0.45514 | 0.51535 | 0.52149 | 0.4685 | 0.47883 | 0.51723 | 0.52644 | 0.58271 | 0.6162 | 0.60241
17k | of which Biomass |  |  | 0.28 | 0.28 | 0.28 | 0.28 | 0.28 | 0.28 | 0.28 | 0.28 | 0.28 | 0.28 | 0.28 | 0.28 | 0.28 | 0.28 | 0.28 | 0.28 | 0.28 | 0.28
17l | of which other RES (apart from hydro) |  |  | 0 | 0 | 0 | 0 | 0 | 0 | 0 | 0 | 0 | 0 | 0 | 0 | 0 | 0 | 0 | 0 | 0 | 0
17m | Hydro power (total) |  |  | 1.39 | 1.39 | 1.39 | 1.39 | 1.39 | 1.39 | 1.39 | 1.39 | 1.39 | 1.39 | 1.39 | 1.39 | 1.39 | 1.39 | 1.39 | 1.39 | 1.39 | 1.39
17n | of which renewable hydro generation |  |  | 1.39 | 1.39 | 1.39 | 1.39 | 1.39 | 1.39 | 1.39 | 1.39 | 1.39 | 1.39 | 1.39 | 1.39 | 1.39 | 1.39 | 1.39 | 1.39 | 1.39 | 1.39
17o | of which other non-RES (incl. not clearly identifiable energy sources) |  |  | 0.23 | 0.23 | 0.23 | 0.23 | 0.23 | 0.23 | 0.23 | 0.23 | 0.23 | 0.23 | 0.23 | 0.23 | 0.23 | 0.23 | 0.23 | 0.23 | 0.23 | 0.23
18 | Available capacity (18 = 6 - (7 + 17)) |  |  | 15.8478 | 14.8522 | 14.8824 | 14.5358 | 15.5283 | 15.9066 | 15.8862 | 15.8905 | 15.8915 | 14.9988 | 14.9927 | 14.6692 | 14.6589 | 15.8214 | 15.8122 | 16.1324 | 16.0988 | 16.1126
19 | Outages: average expected value (all power stations) under SEVERE conditions |  |  | 0.14683 | 0.097132 | 0.097132 | 0.078715 | 0.12842 | 0.14683 | 0.14683 | 0.14683 | 0.14683 | 0.10521 | 0.10521 | 0.086385 | 0.086385 | 0.14643 | 0.14643 | 0.16525 | 0.16525 | 0.16525
20 | System services reserve (one hour ahead of real time) under SEVERE conditions |  |  | 0.96 | 0.96 | 0.96 | 0.96 | 0.96 | 0.96 | 0.96 | 0.96 | 0.96 | 0.96 | 0.96 | 0.96 | 0.96 | 0.96 | 0.96 | 0.96 | 0.96 | 0.96
21 | Reliably available capacity under SEVERE conditions (21 = 18 - (19 + 20)) |  |  | 14.741 | 13.7951 | 13.8253 | 13.4971 | 14.4398 | 14.7998 | 14.7794 | 14.7837 | 14.7847 | 13.9336 | 13.9274 | 13.6228 | 13.6125 | 14.715 | 14.7058 | 15.0071 | 14.9736 | 14.9874
22 | Load at reference point in time (19:00 CET) under SEVERE conditions |  |  | 8.9556 | 9.0587 | 8.7928 | 8.7679 | 9.0671 | 9.0613 | 8.815 | 8.682 | 8.1751 | 8.4479 | 9.0538 | 9.3767 | 9.0322 | 9.1369 | 8.9923 | 9.5055 | 9.8347 | 9.5214
23 | Load reduction / load management and strategic reserves available at reference point in time (19:00 CET) under SEVERE conditions |  |  | 0 | 0 | 0 | 0 | 0 | 0 | 0 | 0 | 0 | 0 | 0 | 0 | 0 | 0 | 0 | 0 | 0 | 0
24 | Net weekly peak load for SEVERE conditions (24 = 22-23) |  |  | 8.9556 | 9.0587 | 8.7928 | 8.7679 | 9.0671 | 9.0613 | 8.815 | 8.682 | 8.1751 | 8.4479 | 9.0538 | 9.3767 | 9.0322 | 9.1369 | 8.9923 | 9.5055 | 9.8347 | 9.5214
25 | Remaining capacity for SEVERE conditions (25 = 21-24) |  |  | 5.7854 | 4.7364 | 5.0325 | 4.7292 | 5.3727 | 5.7385 | 5.9644 | 6.1017 | 6.6096 | 5.4857 | 4.8737 | 4.2461 | 4.5803 | 5.578 | 5.7136 | 5.5016 | 5.1388 | 5.466
C1 | Weekly peak load under SEVERE conditions (unrestricted reference point in time) |  |  | 9.18 | 9.18 | 9.18 | 9.18 | 9.18 | 9.11 | 9.11 | 9.11 | 9.11 | 9.67 | 9.67 | 9.67 | 9.67 | 9.67 | 9.78 | 9.78 | 9.78 | 9.78
C2 | Daily hour of expected weekly peak load (e.g. 21st hour if the peak load is between 20:00 CET to 21:00 CET) |  |  | 12 | 12 | 12 | 12 | 12 | 12 | 12 | 12 | 12 | 12 | 12 | 12 | 12 | 12 | 12 | 12 | 12 | 12
PART D: ADDITIONAL INFORMATION FOR INTERCONNECTORS
31 | Simultaneous importable capacity |  | From | 5 | 5 | 5 | 5 | 5 | 5 | 5 | 5 | 5 | 5 | 5 | 5 | 5 | 5 | 5 | 5 | 5 | 5
32 | Simultaneous exportable capacity |  | To | 5 | 5 | 5 | 5 | 5 | 5 | 5 | 5 | 5 | 5 | 5 | 5 | 5 | 5 | 5 | 5 | 5 | 5

## BG
Summer Outlook Report 2016 | [21 empty] | Downward load factors modified
| Power Data (all entries are assumed to be >0) |  |  | Countrycode: |  | BG
| (Net values in GW, at a synchronous time every week) |  |  | Countryname: |  | Bulgaria
| The dates are related to Wednesday of each week |  |  | 2016-06-01 | 2016-06-08 | 2016-06-15 | 2016-06-22 | 2016-06-29 | 2016-07-06 | 2016-07-13 | 2016-07-20 | 2016-07-27 | 2016-08-03 | 2016-08-10 | 2016-08-17 | 2016-08-24 | 2016-08-31 | 2016-09-07 | 2016-09-14 | 2016-09-21 | 2016-09-28
| WEEK |  |  | 22 | 23 | 24 | 25 | 26 | 27 | 28 | 29 | 30 | 31 | 32 | 33 | 34 | 35 | 36 | 37 | 38 | 39
| Time (CET) |  |  | 12:00 | 12:00 | 12:00 | 12:00 | 12:00 | 12:00 | 12:00 | 12:00 | 12:00 | 12:00 | 12:00 | 12:00 | 12:00 | 12:00 | 12:00 | 12:00 | 12:00 | 12:00
Line | PART A : INDIGINEOUS NATIONAL GENERATION | Severe Average Outage Rate | Normal Average Outage Rate
Net generating capacity:
1 | Nuclear Power | 5% | 5% | 2.1 | 2.1 | 2.1 | 2.1 | 2.1 | 2.1 | 2.1 | 2.1 | 2.1 | 2.1 | 2.1 | 2.1 | 2.1 | 2.1 | 2.1 | 2.1 | 2.1 | 2.1
2 | Fossil Fuels |  |  | 5.707 | 5.707 | 5.707 | 5.707 | 5.707 | 5.707 | 5.707 | 5.707 | 5.707 | 5.707 | 5.707 | 5.707 | 5.707 | 5.707 | 5.707 | 5.707 | 5.707 | 5.707
2a | of which Lignite | 9% | 9% | 4.2 | 4.2 | 4.2 | 4.2 | 4.2 | 4.2 | 4.2 | 4.2 | 4.2 | 4.2 | 4.2 | 4.2 | 4.2 | 4.2 | 4.2 | 4.2 | 4.2 | 4.2
2b | of which Hard Coal | 9% | 9% | 0.708 | 0.708 | 0.708 | 0.708 | 0.708 | 0.708 | 0.708 | 0.708 | 0.708 | 0.708 | 0.708 | 0.708 | 0.708 | 0.708 | 0.708 | 0.708 | 0.708 | 0.708
2c | of which Gas | 7% | 7% | 0.799 | 0.799 | 0.799 | 0.799 | 0.799 | 0.799 | 0.799 | 0.799 | 0.799 | 0.799 | 0.799 | 0.799 | 0.799 | 0.799 | 0.799 | 0.799 | 0.799 | 0.799
2d | of which Oil | 9% | 9%
2e | of which Oil Shale | 8.75% | 8.75%
2f | of which Mixed Fuels | 8.75% | 8.75%
3 | Renewable Energy Sources (other than hydro) |  |  | 1.8 | 1.8 | 1.8 | 1.8 | 1.8 | 1.8 | 1.8 | 1.8 | 1.8 | 1.8 | 1.8 | 1.8 | 1.8 | 1.8 | 1.8 | 1.8 | 1.8 | 1.8
3a | of which onshore wind | 0% | 0% | 0.701 | 0.701 | 0.701 | 0.701 | 0.701 | 0.701 | 0.701 | 0.701 | 0.701 | 0.701 | 0.701 | 0.701 | 0.701 | 0.701 | 0.701 | 0.701 | 0.701 | 0.701
3b | of which offshore wind | 0% | 0% | 0 | 0 | 0 | 0 | 0 | 0 | 0 | 0 | 0 | 0 | 0 | 0 | 0 | 0 | 0 | 0 | 0 | 0
3c | of which Solar (PV) | 0% | 0% | 1.042 | 1.042 | 1.042 | 1.042 | 1.042 | 1.042 | 1.042 | 1.042 | 1.042 | 1.042 | 1.042 | 1.042 | 1.042 | 1.042 | 1.042 | 1.042 | 1.042 | 1.042
3d | of which Biomass | 0% | 0% | 0.057 | 0.057 | 0.057 | 0.057 | 0.057 | 0.057 | 0.057 | 0.057 | 0.057 | 0.057 | 0.057 | 0.057 | 0.057 | 0.057 | 0.057 | 0.057 | 0.057 | 0.057
3e | of which other RES (apart from hydro, including tidal, wave, geothermal, waste renewable, CSP,…) | 0% | 0%
4 | Hydro power (total) | 0% | 0% | 3.196 | 3.196 | 3.196 | 3.196 | 3.196 | 3.196 | 3.196 | 3.196 | 3.196 | 3.196 | 3.196 | 3.196 | 3.196 | 3.196 | 3.196 | 3.196 | 3.196 | 3.196
4a | of which renewable hydro generation |  |  | 2.332 | 2.332 | 2.332 | 2.332 | 2.332 | 2.332 | 2.332 | 2.332 | 2.332 | 2.332 | 2.332 | 2.332 | 2.332 | 2.332 | 2.332 | 2.332 | 2.332 | 2.332
5 | Other non-RES (incl. not clearly identifiable energy sources) | 0% | 0%
6 | Net generating capacity (6 = 1+2+3+4+5) |  |  | 12.803 | 12.803 | 12.803 | 12.803 | 12.803 | 12.803 | 12.803 | 12.803 | 12.803 | 12.803 | 12.803 | 12.803 | 12.803 | 12.803 | 12.803 | 12.803 | 12.803 | 12.803
7 | Maintenance & Overhauls (all power stations) |  |  | 1.325 | 1.325 | 1.522 | 1.843 | 1.79 | 1.904 | 1.412 | 1.287 | 1.154 | 1.045 | 1.045 | 0.911 | 0.816 | 1.461 | 1.651 | 1.651 | 2.376 | 1.93
7a | of which nuclear |  |  | 0 | 0 | 0 | 0 | 0 | 0 | 0 | 0 | 0 | 0 | 0 | 0 | 0 | 0 | 0 | 0 | 1 | 1
7b | of which Lignite |  |  | 0.824 | 0.824 | 1.051 | 1.328 | 1.275 | 1.048 | 0.594 | 0.404 | 0.404 | 0.524 | 0.524 | 0.297 | 0.297 | 0.297 | 0.52 | 0.52 | 0.23 | 0.23
7c | of which Hard Coal |  |  | 0.097 | 0.097 | 0.067 | 0.067 | 0.067 | 0.117 | 0.117 | 0.138 | 0.117 | 0.037 | 0.037 | 0.058 | 0.037 | 0.037 | 0.032 | 0.032 | 0.007 | 0.007
7d | of which Gas |  |  | 0.075 | 0.075 | 0.075 | 0.075 | 0.075 | 0.231 | 0.231 | 0.231 | 0.075 | 0.075 | 0.075 | 0.147 | 0.147 | 0.147 | 0.075 | 0.075 | 0.075 | 0.075
7e | of which Oil |  |  | 0 | 0 | 0 | 0 | 0 | 0 | 0 | 0 | 0 | 0 | 0 | 0 | 0 | 0 | 0 | 0 | 0 | 0
7f | of which Oil Shale |  |  | 0 | 0 | 0 | 0 | 0 | 0 | 0 | 0 | 0 | 0 | 0 | 0 | 0 | 0 | 0 | 0 | 0 | 0
7g | of which Mixed Fuels |  |  | 0 | 0 | 0 | 0 | 0 | 0 | 0 | 0 | 0 | 0 | 0 | 0 | 0 | 0 | 0 | 0 | 0 | 0
7h | of which onshore wind |  |  | 0 | 0 | 0 | 0 | 0 | 0 | 0 | 0 | 0 | 0 | 0 | 0 | 0 | 0 | 0 | 0 | 0 | 0
7i | of which offshore wind |  |  | 0 | 0 | 0 | 0 | 0 | 0 | 0 | 0 | 0 | 0 | 0 | 0 | 0 | 0 | 0 | 0 | 0 | 0
7j | of which Solar (PV) |  |  | 0 | 0 | 0 | 0 | 0 | 0 | 0 | 0 | 0 | 0 | 0 | 0 | 0 | 0 | 0 | 0 | 0 | 0
7k | of which Biomass |  |  | 0 | 0 | 0 | 0 | 0 | 0 | 0 | 0 | 0 | 0 | 0 | 0 | 0 | 0 | 0 | 0 | 0 | 0
7l | of which other RES (NO hydro, including tidal, wave, geothermal, waste renewable, CSP,…) |  |  | 0 | 0 | 0 | 0 | 0 | 0 | 0 | 0 | 0 | 0 | 0 | 0 | 0 | 0 | 0 | 0 | 0 | 0
7m | Hydro power (total) |  |  | 0.329 | 0.329 | 0.329 | 0.373 | 0.373 | 0.508 | 0.47 | 0.514 | 0.558 | 0.409 | 0.409 | 0.409 | 0.335 | 0.98 | 1.024 | 1.024 | 1.064 | 0.618
7n | of which renewable hydro generation |  |  | 0.113 | 0.113 | 0.113 | 0.157 | 0.157 | 0.292 | 0.254 | 0.298 | 0.342 | 0.193 | 0.193 | 0.193 | 0.119 | 0.764 | 0.808 | 0.808 | 0.848 | 0.402
7o | of which other non-RES (including CHP non-renewable, waste non-renewable and other not clearly identified generation ) |  |  | 0 | 0 | 0 | 0 | 0 | 0 | 0 | 0 | 0 | 0 | 0 | 0 | 0 | 0 | 0 | 0 | 0 | 0
PART B : DATA UNDER NORMAL CONDITIONS
8 | Non-usable capacity at reference point (all power stations including mothballed, authorization & technical & legal constraints, energy source unavailability etc. ) |  |  | 2.0637 | 2.0749 | 2.0765 | 2.076 | 2.0896 | 2.0772 | 2.065 | 2.0732 | 2.0775 | 2.0728 | 2.0728 | 2.0757 | 2.0782 | 2.0758 | 2.0772 | 2.081 | 2.0822 | 2.102
8a | of which nuclear |  |  | 0 | 0 | 0 | 0 | 0 | 0 | 0 | 0 | 0 | 0 | 0 | 0 | 0 | 0 | 0 | 0 | 0 | 0
8b | of which Lignite |  |  | 0.3 | 0.3 | 0.3 | 0.3 | 0.3 | 0.3 | 0.3 | 0.3 | 0.3 | 0.3 | 0.3 | 0.3 | 0.3 | 0.3 | 0.3 | 0.3 | 0.3 | 0.3
8c | of which Hard Coal |  |  | 0.2 | 0.2 | 0.2 | 0.2 | 0.2 | 0.2 | 0.2 | 0.2 | 0.2 | 0.2 | 0.2 | 0.2 | 0.2 | 0.2 | 0.2 | 0.2 | 0.2 | 0.2
8d | of which Gas |  |  | 0.24 | 0.24 | 0.24 | 0.24 | 0.24 | 0.24 | 0.24 | 0.24 | 0.24 | 0.24 | 0.24 | 0.24 | 0.24 | 0.24 | 0.24 | 0.24 | 0.24 | 0.24
8e | of which Oil |  |  | 0 | 0 | 0 | 0 | 0 | 0 | 0 | 0 | 0 | 0 | 0 | 0 | 0 | 0 | 0 | 0 | 0 | 0
8f | of which Oil Shale |  |  | 0 | 0 | 0 | 0 | 0 | 0 | 0 | 0 | 0 | 0 | 0 | 0 | 0 | 0 | 0 | 0 | 0 | 0
8g | of which Mixed Fuels |  |  | 0 | 0 | 0 | 0 | 0 | 0 | 0 | 0 | 0 | 0 | 0 | 0 | 0 | 0 | 0 | 0 | 0 | 0
8h | of which onshore wind |  |  | 0.67663 | 0.68125 | 0.68069 | 0.68069 | 0.68572 | 0.67855 | 0.67441 | 0.67969 | 0.67959 | 0.67545 | 0.67618 | 0.6778 | 0.6787 | 0.67618 | 0.67401 | 0.6696 | 0.6595 | 0.67147
8i | of which offshore wind |  |  | 0 | 0 | 0 | 0 | 0 | 0 | 0 | 0 | 0 | 0 | 0 | 0 | 0 | 0 | 0 | 0 | 0 | 0
8j | of which Solar |  |  | 0.44703 | 0.45361 | 0.45583 | 0.45526 | 0.46384 | 0.45863 | 0.4506 | 0.4535 | 0.45791 | 0.45732 | 0.45658 | 0.45793 | 0.45946 | 0.45964 | 0.4632 | 0.47143 | 0.48275 | 0.4905
8k | of which Biomass |  |  | 0 | 0 | 0 | 0 | 0 | 0 | 0 | 0 | 0 | 0 | 0 | 0 | 0 | 0 | 0 | 0 | 0 | 0
8l | of which other RES (apart from hydro) |  |  | 0 | 0 | 0 | 0 | 0 | 0 | 0 | 0 | 0 | 0 | 0 | 0 | 0 | 0 | 0 | 0 | 0 | 0
8m | Hydro power (total) |  |  | 0.2 | 0.2 | 0.2 | 0.2 | 0.2 | 0.2 | 0.2 | 0.2 | 0.2 | 0.2 | 0.2 | 0.2 | 0.2 | 0.2 | 0.2 | 0.2 | 0.2 | 0.2
8n | of which renewable hydro generation |  |  | 0 | 0 | 0 | 0 | 0 | 0 | 0 | 0 | 0 | 0 | 0 | 0 | 0 | 0 | 0 | 0 | 0 | 0
8o | of which other non-RES (incl. not clearly identifiable energy sources) |  |  | 0 | 0 | 0 | 0 | 0 | 0 | 0 | 0 | 0 | 0 | 0 | 0 | 0 | 0 | 0 | 0 | 0 | 0
9 | Available capacity (9 = 6 - (7 + 8)) |  |  | 9.4143 | 9.4031 | 9.2045 | 8.884 | 8.9234 | 8.8218 | 9.326 | 9.4428 | 9.5715 | 9.6852 | 9.6852 | 9.8163 | 9.9088 | 9.2662 | 9.0748 | 9.071 | 8.3448 | 8.771
10 | Outages: average expected value (all power stations) |  |  | 0.45271 | 0.45271 | 0.43498 | 0.41005 | 0.41482 | 0.41983 | 0.46069 | 0.4759 | 0.48871 | 0.48511 | 0.48511 | 0.49861 | 0.5005 | 0.5005 | 0.48592 | 0.48592 | 0.46427 | 0.46427
11 | System services reserve (one hour ahead of real time) |  |  | 0.75 | 0.75 | 0.75 | 0.75 | 0.75 | 0.75 | 0.75 | 0.75 | 0.75 | 0.75 | 0.75 | 0.75 | 0.75 | 0.75 | 0.75 | 0.75 | 0.75 | 0.75
12 | Reliably available capacity (12 = 9 - (10 + 11)) |  |  | 8.2116 | 8.2004 | 8.0195 | 7.724 | 7.7586 | 7.652 | 8.1153 | 8.2169 | 8.3328 | 8.4501 | 8.4501 | 8.5677 | 8.6583 | 8.0157 | 7.8389 | 7.835 | 7.1305 | 7.5568
13 | Load at reference point in time |  |  | 4.1437 | 4.0968 | 4.0646 | 4.0443 | 4.0333 | 4.161 | 4.1591 | 4.2904 | 4.2904 | 3.9402 | 3.942 | 3.9465 | 3.9591 | 3.9834 | 3.9336 | 3.9926 | 4.0718 | 4.1756
13b | Population average daily (24h) temperature (degrees Celsius) |  |  | 17.62 | 18.46 | 19.21 | 19.85 | 20.39 | 20.8 | 21.08 | 21.22 | 21.22 | 21.08 | 20.78 | 20.34 | 19.75 | 19.02 | 18.15 | 17.15 | 16.04 | 14.81
14 | Load reduction / load management and strategic reserves available at reference point in time |  |  | 0 | 0 | 0 | 0 | 0 | 0 | 0 | 0 | 0 | 0 | 0 | 0 | 0 | 0 | 0 | 0 | 0 | 0
15 | Net weekly load at reference point in time (15 = 13-14) |  |  | 4.1437 | 4.0968 | 4.0646 | 4.0443 | 4.0333 | 4.161 | 4.1591 | 4.2904 | 4.2904 | 3.9402 | 3.942 | 3.9465 | 3.9591 | 3.9834 | 3.9336 | 3.9926 | 4.0718 | 4.1756
16 | Remaining capacity at reference point in time (16 = 12- 15) |  |  | 4.068 | 4.1037 | 3.9549 | 3.6797 | 3.7253 | 3.491 | 3.9562 | 3.9265 | 4.0424 | 4.5099 | 4.5081 | 4.6212 | 4.6992 | 4.0323 | 3.9053 | 3.8425 | 3.0587 | 3.3812
B1 | Weekly peak load (unrestricted reference point in time) |  |  | 4.504 | 4.453 | 4.418 | 4.396 | 4.384 | 4.38 | 4.378 | 4.378 | 4.378 | 4.378 | 4.38 | 4.385 | 4.399 | 4.426 | 4.47 | 4.537 | 4.627 | 4.745
B2 | Daily hour of expected weekly peak load (e.g. 21st hour if the peak load is between 20:00 CET to 21:00 CET) |  |  | 21 | 21 | 21 | 21 | 21 | 21 | 21 | 13 | 13 | 21 | 21 | 21 | 20 | 20 | 20 | 20 | 20 | 19
PART C : DATA FOR SEVERE CONDITIONS
17 | Non-usable capacity at reference point (all power stations including mothballed, authorization & technical & legal constraints, energy source unavailability etc. ) |  |  | 2.226 | 2.2235 | 2.2216 | 2.2167 | 2.2354 | 2.2285 | 2.2161 | 2.2136 | 2.2175 | 2.2233 | 2.2168 | 2.2157 | 2.2159 | 2.2212 | 2.239 | 2.2947 | 2.3707 | 2.4354
17a | of which nuclear |  |  | 0 | 0 | 0 | 0 | 0 | 0 | 0 | 0 | 0 | 0 | 0 | 0 | 0 | 0 | 0 | 0 | 0 | 0
17b | of which Lignite |  |  | 0.33 | 0.33 | 0.33 | 0.33 | 0.33 | 0.33 | 0.33 | 0.33 | 0.33 | 0.33 | 0.33 | 0.33 | 0.33 | 0.33 | 0.33 | 0.33 | 0.33 | 0.33
17c | of which Hard Coal |  |  | 0.2 | 0.2 | 0.2 | 0.2 | 0.2 | 0.2 | 0.2 | 0.2 | 0.2 | 0.2 | 0.2 | 0.2 | 0.2 | 0.2 | 0.2 | 0.2 | 0.2 | 0.2
17d | of which Gas |  |  | 0.24 | 0.24 | 0.24 | 0.24 | 0.24 | 0.24 | 0.24 | 0.24 | 0.24 | 0.24 | 0.24 | 0.24 | 0.24 | 0.24 | 0.24 | 0.24 | 0.24 | 0.24
17e | of which Oil |  |  | 0 | 0 | 0 | 0 | 0 | 0 | 0 | 0 | 0 | 0 | 0 | 0 | 0 | 0 | 0 | 0 | 0 | 0
17f | of which Oil Shale |  |  | 0 | 0 | 0 | 0 | 0 | 0 | 0 | 0 | 0 | 0 | 0 | 0 | 0 | 0 | 0 | 0 | 0 | 0
17g | of which Mixed Fuels |  |  | 0 | 0 | 0 | 0 | 0 | 0 | 0 | 0 | 0 | 0 | 0 | 0 | 0 | 0 | 0 | 0 | 0 | 0
17h | of which onshore wind |  |  | 0.69759 | 0.69921 | 0.69884 | 0.69918 | 0.69967 | 0.69853 | 0.69859 | 0.69859 | 0.69848 | 0.69834 | 0.69786 | 0.69893 | 0.69911 | 0.6987 | 0.69974 | 0.69985 | 0.69847 | 0.69863
17i | of which offshore wind |  |  | 0 | 0 | 0 | 0 | 0 | 0 | 0 | 0 | 0 | 0 | 0 | 0 | 0 | 0 | 0 | 0 | 0 | 0
17j | of which Solar |  |  | 0.50842 | 0.50424 | 0.50281 | 0.49751 | 0.51573 | 0.50992 | 0.4975 | 0.49499 | 0.49902 | 0.50492 | 0.49893 | 0.49675 | 0.49675 | 0.50247 | 0.5193 | 0.57482 | 0.65223 | 0.71677
17k | of which Biomass |  |  | 0 | 0 | 0 | 0 | 0 | 0 | 0 | 0 | 0 | 0 | 0 | 0 | 0 | 0 | 0 | 0 | 0 | 0
17l | of which other RES (apart from hydro) |  |  | 0 | 0 | 0 | 0 | 0 | 0 | 0 | 0 | 0 | 0 | 0 | 0 | 0 | 0 | 0 | 0 | 0 | 0
17m | Hydro power (total) |  |  | 0.25 | 0.25 | 0.25 | 0.25 | 0.25 | 0.25 | 0.25 | 0.25 | 0.25 | 0.25 | 0.25 | 0.25 | 0.25 | 0.25 | 0.25 | 0.25 | 0.25 | 0.25
17n | of which renewable hydro generation | bar: 2016-06-01 to 2016-09-28
17o | of which other non-RES (incl. not clearly identifiable energy sources) |  |  | 0 | 0 | 0 | 0 | 0 | 0 | 0 | 0 | 0 | 0 | 0 | 0 | 0 | 0 | 0 | 0 | 0 | 0
18 | Available capacity (18 = 6 - (7 + 17)) |  |  | 9.252 | 9.2545 | 9.0594 | 8.7433 | 8.7776 | 8.6705 | 9.1749 | 9.3024 | 9.4315 | 9.5347 | 9.5412 | 9.6763 | 9.7711 | 9.1208 | 8.913 | 8.8573 | 8.0563 | 8.4376
19 | Outages: average expected value (all power stations) under SEVERE conditions |  |  | 0.45001 | 0.45001 | 0.43228 | 0.40735 | 0.41212 | 0.41713 | 0.45799 | 0.4732 | 0.48601 | 0.48241 | 0.48241 | 0.49591 | 0.4978 | 0.4978 | 0.48322 | 0.48322 | 0.46157 | 0.46157
20 | System services reserve (one hour ahead of real time) under SEVERE conditions |  |  | 0.75 | 0.75 | 0.75 | 0.75 | 0.75 | 0.75 | 0.75 | 0.75 | 0.75 | 0.75 | 0.75 | 0.75 | 0.75 | 0.75 | 0.75 | 0.75 | 0.75 | 0.75
21 | Reliably available capacity under SEVERE conditions (21 = 18 - (19 + 20)) |  |  | 8.052 | 8.0545 | 7.8771 | 7.586 | 7.6155 | 7.5034 | 7.9669 | 8.0792 | 8.1955 | 8.3023 | 8.3088 | 8.4304 | 8.5233 | 7.873 | 7.6797 | 7.6241 | 6.8447 | 7.226
22 | Load at reference point in time (19:00 CET) under SEVERE conditions |  |  | 4.1004 | 4.1612 | 4.232 | 4.3065 | 4.3801 | 4.5866 | 4.6341 | 4.8059 | 4.8059 | 4.3902 | 4.3425 | 4.2777 | 4.2012 | 4.1211 | 3.9565 | 3.8975 | 3.8614 | 3.8535
23 | Load reduction / load management and strategic reserves available at reference point in time (19:00 CET) under SEVERE conditions |  |  | 0 | 0 | 0 | 0 | 0 | 0 | 0 | 0 | 0 | 0 | 0 | 0 | 0 | 0 | 0 | 0 | 0 | 0
24 | Net weekly peak load for SEVERE conditions (24 = 22-23) |  |  | 4.1004 | 4.1612 | 4.232 | 4.3065 | 4.3801 | 4.5866 | 4.6341 | 4.8059 | 4.8059 | 4.3902 | 4.3425 | 4.2777 | 4.2012 | 4.1211 | 3.9565 | 3.8975 | 3.8614 | 3.8535
25 | Remaining capacity for SEVERE conditions (25 = 21-24) |  |  | 3.9515 | 3.8934 | 3.6451 | 3.2794 | 3.2354 | 2.9168 | 3.3328 | 3.2733 | 3.3896 | 3.9121 | 3.9663 | 4.1527 | 4.3221 | 3.7519 | 3.7233 | 3.7266 | 2.9833 | 3.3725
C1 | Weekly peak load under SEVERE conditions (unrestricted reference point in time) |  |  | 4.457 | 4.523 | 4.6 | 4.681 | 4.761 | 4.828 | 4.878 | 4.904 | 4.904 | 4.878 | 4.825 | 4.753 | 4.668 | 4.579 | 4.496 | 4.429 | 4.388 | 4.379
C2 | Daily hour of expected weekly peak load (e.g. 21st hour if the peak load is between 20:00 CET to 21:00 CET) |  |  | 21 | 21 | 21 | 21 | 21 | 21 | 21 | 13 | 13 | 21 | 21 | 21 | 20 | 20 | 20 | 20 | 20 | 19
PART D: ADDITIONAL INFORMATION FOR INTERCONNECTORS
31 | Simultaneous importable capacity |  | From | 1.134 | 1.134 | 1.134 | 1.134 | 1.134 | 1.134 | 1.134 | 1.134 | 1.134 | 1.134 | 1.134 | 1.134 | 1.134 | 1.134 | 1.134 | 1.134 | 1.025 | 1.025
32 | Simultaneous exportable capacity |  | To | 2.082 | 2.082 | 2.082 | 2.132 | 2.132 | 2.032 | 2.032 | 2.132 | 2.132 | 2.282 | 2.282 | 2.282 | 2.282 | 2.282 | 2.032 | 2.032 | 1.825 | 1.825

## BE
Summer Outlook Report 2016 | [21 empty] | Downward load factors modified
| Power Data (all entries are assumed to be >0) |  |  | Countrycode: |  | BE
| (Net values in GW, at a synchronous time every week) |  |  | Countryname: |  | Belgium
| The dates are related to Wednesday of each week |  |  | 2016-06-01 | 2016-06-08 | 2016-06-15 | 2016-06-22 | 2016-06-29 | 2016-07-06 | 2016-07-13 | 2016-07-20 | 2016-07-27 | 2016-08-03 | 2016-08-10 | 2016-08-17 | 2016-08-24 | 2016-08-31 | 2016-09-07 | 2016-09-14 | 2016-09-21 | 2016-09-28
| WEEK |  |  | 22 | 23 | 24 | 25 | 26 | 27 | 28 | 29 | 30 | 31 | 32 | 33 | 34 | 35 | 36 | 37 | 38 | 39
| Time (CET) |  |  | 12:00 | 12:00 | 12:00 | 12:00 | 12:00 | 12:00 | 12:00 | 12:00 | 12:00 | 12:00 | 12:00 | 12:00 | 12:00 | 12:00 | 12:00 | 12:00 | 12:00 | 12:00
Line | PART A : INDIGINEOUS NATIONAL GENERATION | Severe Average Outage Rate | Normal Average Outage Rate
Net generating capacity:
1 | Nuclear Power | 9% | 3% | 5.93 | 5.93 | 5.93 | 5.93 | 5.93 | 5.93 | 5.93 | 5.93 | 5.93 | 5.93 | 5.93 | 5.93 | 5.93 | 5.93 | 5.93 | 5.93 | 5.93 | 5.93
2 | Fossil Fuels |  |  | 7.23 | 7.23 | 7.23 | 7.23 | 7.23 | 7.23 | 7.23 | 7.23 | 7.23 | 7.23 | 7.23 | 7.23 | 7.23 | 7.23 | 7.23 | 7.23 | 7.23 | 7.23
2a | of which Lignite | 0% | 0% | 0 | 0 | 0 | 0 | 0 | 0 | 0 | 0 | 0 | 0 | 0 | 0 | 0 | 0 | 0 | 0 | 0 | 0
2b | of which Hard Coal | 17% | 9% | 0.46 | 0.46 | 0.46 | 0.46 | 0.46 | 0.46 | 0.46 | 0.46 | 0.46 | 0.46 | 0.46 | 0.46 | 0.46 | 0.46 | 0.46 | 0.46 | 0.46 | 0.46
2c | of which Gas | 16% | 8% | 6.56 | 6.56 | 6.56 | 6.56 | 6.56 | 6.56 | 6.56 | 6.56 | 6.56 | 6.56 | 6.56 | 6.56 | 6.56 | 6.56 | 6.56 | 6.56 | 6.56 | 6.56
2d | of which Oil | 12% | 6% | 0.21 | 0.21 | 0.21 | 0.21 | 0.21 | 0.21 | 0.21 | 0.21 | 0.21 | 0.21 | 0.21 | 0.21 | 0.21 | 0.21 | 0.21 | 0.21 | 0.21 | 0.21
2e | of which Oil Shale | 0% | 0% | 0 | 0 | 0 | 0 | 0 | 0 | 0 | 0 | 0 | 0 | 0 | 0 | 0 | 0 | 0 | 0 | 0 | 0
2f | of which Mixed Fuels | 0% | 0% | 0 | 0 | 0 | 0 | 0 | 0 | 0 | 0 | 0 | 0 | 0 | 0 | 0 | 0 | 0 | 0 | 0 | 0
3 | Renewable Energy Sources (other than hydro) |  |  | 6.65 | 6.65 | 6.65 | 6.65 | 6.65 | 6.68 | 6.68 | 6.68 | 6.68 | 6.71 | 6.71 | 6.71 | 6.71 | 6.71 | 6.74 | 6.74 | 6.74 | 6.74
3a | of which onshore wind | 0% | 0% | 1.63 | 1.63 | 1.63 | 1.63 | 1.63 | 1.65 | 1.65 | 1.65 | 1.65 | 1.67 | 1.67 | 1.67 | 1.67 | 1.67 | 1.69 | 1.69 | 1.69 | 1.69
3b | of which offshore wind | 0% | 0% | 0.71 | 0.71 | 0.71 | 0.71 | 0.71 | 0.71 | 0.71 | 0.71 | 0.71 | 0.71 | 0.71 | 0.71 | 0.71 | 0.71 | 0.71 | 0.71 | 0.71 | 0.71
3c | of which Solar (PV) | 0% | 0% | 3.09 | 3.09 | 3.09 | 3.09 | 3.09 | 3.1 | 3.1 | 3.1 | 3.1 | 3.11 | 3.11 | 3.11 | 3.11 | 3.11 | 3.12 | 3.12 | 3.12 | 3.12
3d | of which Biomass | 0% | 0% | 1.22 | 1.22 | 1.22 | 1.22 | 1.22 | 1.22 | 1.22 | 1.22 | 1.22 | 1.22 | 1.22 | 1.22 | 1.22 | 1.22 | 1.22 | 1.22 | 1.22 | 1.22
3e | of which other RES (apart from hydro, including tidal, wave, geothermal, waste renewable, CSP,…) | 0% | 0% | 0 | 0 | 0 | 0 | 0 | 0 | 0 | 0 | 0 | 0 | 0 | 0 | 0 | 0 | 0 | 0 | 0 | 0
4 | Hydro power (total) | 14% | 5% | 1.42 | 1.42 | 1.42 | 1.42 | 1.42 | 1.42 | 1.42 | 1.42 | 1.42 | 1.42 | 1.42 | 1.42 | 1.42 | 1.42 | 1.42 | 1.42 | 1.42 | 1.42
4a | of which renewable hydro generation |  |  | 0.11 | 0.11 | 0.11 | 0.11 | 0.11 | 0.11 | 0.11 | 0.11 | 0.11 | 0.11 | 0.11 | 0.11 | 0.11 | 0.11 | 0.11 | 0.11 | 0.11 | 0.11
5 | Other non-RES (incl. not clearly identifiable energy sources) | 0% | 0% | 0 | 0 | 0 | 0 | 0 | 0 | 0 | 0 | 0 | 0 | 0 | 0 | 0 | 0 | 0 | 0 | 0 | 0
6 | Net generating capacity (6 = 1+2+3+4+5) |  |  | 21.23 | 21.23 | 21.23 | 21.23 | 21.23 | 21.26 | 21.26 | 21.26 | 21.26 | 21.29 | 21.29 | 21.29 | 21.29 | 21.29 | 21.32 | 21.32 | 21.32 | 21.32
7 | Maintenance & Overhauls (all power stations) |  |  | 3.13 | 3.18 | 3.59 | 3.58 | 3.36 | 1.49 | 2.18 | 2.18 | 2.53 | 2.69 | 2.71 | 2.84 | 2.13 | 2.86 | 2.65 | 3.76 | 2.52 | 2.8
7a | of which nuclear |  |  | 1.4 | 1.4 | 1.4 | 1.4 | 1.4 | 0 | 0 | 0 | 0 | 0 | 0 | 0 | 0 | 0.43 | 0.43 | 1.48 | 1.05 | 2.05
7b | of which Lignite |  |  | 0 | 0 | 0 | 0 | 0 | 0 | 0 | 0 | 0 | 0 | 0 | 0 | 0 | 0 | 0 | 0 | 0 | 0
7c | of which Hard Coal |  |  | 0.46 | 0.46 | 0.46 | 0.46 | 0.46 | 0.46 | 0.46 | 0.46 | 0.46 | 0.46 | 0.46 | 0.46 | 0.46 | 0.46 | 0.46 | 0.46 | 0.46 | 0.46
7d | of which Gas |  |  | 1.09 | 1.09 | 1.68 | 1.68 | 1.48 | 1.03 | 1.03 | 1.03 | 1.38 | 1.38 | 1.38 | 1.67 | 0.98 | 0.99 | 0.62 | 0.67 | 0.7 | 0.27
7e | of which Oil |  |  | 0.02 | 0.02 | 0 | 0.02 | 0.02 | 0 | 0 | 0 | 0 | 0 | 0.02 | 0.02 | 0 | 0.02 | 0.02 | 0 | 0 | 0.02
7f | of which Oil Shale |  |  | 0 | 0 | 0 | 0 | 0 | 0 | 0 | 0 | 0 | 0 | 0 | 0 | 0 | 0 | 0 | 0 | 0 | 0
7g | of which Mixed Fuels |  |  | 0 | 0 | 0 | 0 | 0 | 0 | 0 | 0 | 0 | 0 | 0 | 0 | 0 | 0 | 0 | 0 | 0 | 0
7h | of which onshore wind |  |  | 0 | 0 | 0 | 0 | 0 | 0 | 0 | 0 | 0 | 0 | 0 | 0 | 0 | 0 | 0 | 0 | 0 | 0
7i | of which offshore wind |  |  | 0 | 0 | 0 | 0 | 0 | 0 | 0 | 0 | 0 | 0 | 0 | 0 | 0 | 0 | 0 | 0 | 0 | 0
7j | of which Solar (PV) |  |  | 0 | 0 | 0 | 0 | 0 | 0 | 0 | 0 | 0 | 0 | 0 | 0 | 0 | 0 | 0 | 0 | 0 | 0
7k | of which Biomass |  |  | 0 | 0.05 | 0.05 | 0.02 | 0 | 0 | 0 | 0 | 0 | 0 | 0 | 0 | 0 | 0.27 | 0.27 | 0.27 | 0.27 | 0
7l | of which other RES (NO hydro, including tidal, wave, geothermal, waste renewable, CSP,…) |  |  | 0 | 0 | 0 | 0 | 0 | 0 | 0 | 0 | 0 | 0 | 0 | 0 | 0 | 0 | 0 | 0 | 0 | 0
7m | Hydro power (total) |  |  | 0.16 | 0.16 | 0 | 0 | 0 | 0 | 0.69 | 0.69 | 0.69 | 0.85 | 0.85 | 0.69 | 0.69 | 0.69 | 0.85 | 0.88 | 0.04 | 0
7n | of which renewable hydro generation |  |  | 0 | 0 | 0 | 0 | 0 | 0 | 0 | 0 | 0 | 0 | 0 | 0 | 0 | 0 | 0 | 0 | 0 | 0
7o | of which other non-RES (including CHP non-renewable, waste non-renewable and other not clearly identified generation ) |  |  | 0 | 0 | 0 | 0 | 0 | 0 | 0 | 0 | 0 | 0 | 0 | 0 | 0 | 0 | 0 | 0 | 0 | 0
PART B : DATA UNDER NORMAL CONDITIONS
8 | Non-usable capacity at reference point (all power stations including mothballed, authorization & technical & legal constraints, energy source unavailability etc. ) |  |  | 4.5904 | 4.6563 | 4.5835 | 4.5405 | 4.5811 | 4.5501 | 4.4894 | 4.6007 | 4.7266 | 4.7858 | 4.8008 | 4.8203 | 4.8829 | 4.9564 | 4.99 | 5.0628 | 5.3019 | 5.5626
8a | of which nuclear |  |  | 0 | 0 | 0 | 0 | 0 | 0 | 0 | 0 | 0 | 0 | 0 | 0 | 0 | 0 | 0 | 0 | 0 | 0
8b | of which Lignite |  |  | 0 | 0 | 0 | 0 | 0 | 0 | 0 | 0 | 0 | 0 | 0 | 0 | 0 | 0 | 0 | 0 | 0 | 0
8c | of which Hard Coal |  |  | 0 | 0 | 0 | 0 | 0 | 0 | 0 | 0 | 0 | 0 | 0 | 0 | 0 | 0 | 0 | 0 | 0 | 0
8d | of which Gas |  |  | 0.45 | 0.45 | 0.45 | 0.45 | 0.45 | 0.45 | 0.45 | 0.45 | 0.45 | 0.45 | 0.45 | 0.45 | 0.45 | 0.45 | 0.45 | 0.45 | 0.45 | 0.45
8e | of which Oil |  |  | 0.09 | 0.09 | 0.09 | 0.09 | 0.09 | 0.09 | 0.09 | 0.09 | 0.09 | 0.09 | 0.09 | 0.09 | 0.09 | 0.09 | 0.09 | 0.09 | 0.09 | 0.09
8f | of which Oil Shale |  |  | 0 | 0 | 0 | 0 | 0 | 0 | 0 | 0 | 0 | 0 | 0 | 0 | 0 | 0 | 0 | 0 | 0 | 0
8g | of which Mixed Fuels |  |  | 0 | 0 | 0 | 0 | 0 | 0 | 0 | 0 | 0 | 0 | 0 | 0 | 0 | 0 | 0 | 0 | 0 | 0
8h | of which onshore wind |  |  | 1.5729 | 1.5945 | 1.5871 | 1.5686 | 1.5778 | 1.5678 | 1.5421 | 1.5991 | 1.6242 | 1.6352 | 1.6234 | 1.6228 | 1.6155 | 1.6036 | 1.6095 | 1.5817 | 1.6248 | 1.6067
8i | of which offshore wind |  |  | 0.5981 | 0.62721 | 0.60542 | 0.58192 | 0.59179 | 0.5822 | 0.55941 | 0.59365 | 0.64014 | 0.62004 | 0.60996 | 0.60655 | 0.58845 | 0.57247 | 0.55957 | 0.5232 | 0.56892 | 0.56338
8j | of which Solar |  |  | 1.4295 | 1.4445 | 1.401 | 1.3999 | 1.4216 | 1.4301 | 1.4179 | 1.4379 | 1.4922 | 1.5405 | 1.5775 | 1.6009 | 1.689 | 1.7903 | 1.8609 | 1.9979 | 2.1482 | 2.4325
8k | of which Biomass |  |  | 0.43 | 0.43 | 0.43 | 0.43 | 0.43 | 0.42 | 0.42 | 0.42 | 0.42 | 0.43 | 0.43 | 0.43 | 0.43 | 0.43 | 0.4 | 0.4 | 0.4 | 0.4
8l | of which other RES (apart from hydro) |  |  | 0 | 0 | 0 | 0 | 0 | 0 | 0 | 0 | 0 | 0 | 0 | 0 | 0 | 0 | 0 | 0 | 0 | 0
8m | Hydro power (total) |  |  | 0.02 | 0.02 | 0.02 | 0.02 | 0.02 | 0.01 | 0.01 | 0.01 | 0.01 | 0.02 | 0.02 | 0.02 | 0.02 | 0.02 | 0.02 | 0.02 | 0.02 | 0.02
8n | of which renewable hydro generation |  |  | 0.02 | 0.02 | 0.02 | 0.02 | 0.02 | 0.01 | 0.01 | 0.01 | 0.01 | 0.02 | 0.02 | 0.02 | 0.02 | 0.02 | 0.02 | 0.02 | 0.02 | 0.02
8o | of which other non-RES (incl. not clearly identifiable energy sources) |  |  | 0 | 0 | 0 | 0 | 0 | 0 | 0 | 0 | 0 | 0 | 0 | 0 | 0 | 0 | 0 | 0 | 0 | 0
9 | Available capacity (9 = 6 - (7 + 8)) |  |  | 13.5096 | 13.3937 | 13.0565 | 13.1095 | 13.2889 | 15.2199 | 14.5906 | 14.4793 | 14.0034 | 13.8142 | 13.7792 | 13.6297 | 14.2771 | 13.4736 | 13.68 | 12.4972 | 13.4981 | 12.9574
10 | Outages: average expected value (all power stations) |  |  | 0.6055 | 0.6055 | 0.5675 | 0.5663 | 0.5823 | 0.662 | 0.6275 | 0.6275 | 0.5995 | 0.591 | 0.5898 | 0.5746 | 0.631 | 0.6161 | 0.6377 | 0.6019 | 0.6544 | 0.6596
11 | System services reserve (one hour ahead of real time) |  |  | 0.7 | 0.7 | 0.7 | 0.7 | 0.7 | 0.7 | 0.7 | 0.7 | 0.7 | 0.7 | 0.7 | 0.7 | 0.7 | 0.7 | 0.7 | 0.7 | 0.7 | 0.7
12 | Reliably available capacity (12 = 9 - (10 + 11)) |  |  | 12.2041 | 12.0882 | 11.789 | 11.8432 | 12.0066 | 13.8579 | 13.2631 | 13.1518 | 12.7039 | 12.5232 | 12.4894 | 12.3551 | 12.9461 | 12.1575 | 12.3423 | 11.1953 | 12.1437 | 11.5978
13 | Load at reference point in time |  |  | 10.5995 | 10.6276 | 10.69 | 10.7947 | 10.8121 | 10.8163 | 10.6998 | 9.9664 | 9.8274 | 10.0526 | 10.1696 | 10.4108 | 10.7292 | 10.5855 | 10.8676 | 10.8196 | 10.7649 | 10.7657
13b | Population average daily (24h) temperature (degrees Celsius) |  |  | 15.23 | 15.9 | 16.49 | 17.01 | 17.45 | 17.79 | 18.02 | 18.16 | 18.18 | 18.08 | 17.87 | 17.55 | 17.11 | 16.56 | 15.91 | 15.17 | 14.34 | 13.44
14 | Load reduction / load management and strategic reserves available at reference point in time |  |  | 0 | 0 | 0 | 0 | 0 | 0 | 0 | 0 | 0 | 0 | 0 | 0 | 0 | 0 | 0 | 0 | 0 | 0
15 | Net weekly load at reference point in time (15 = 13-14) |  |  | 10.5995 | 10.6276 | 10.69 | 10.7947 | 10.8121 | 10.8163 | 10.6998 | 9.9664 | 9.8274 | 10.0526 | 10.1696 | 10.4108 | 10.7292 | 10.5855 | 10.8676 | 10.8196 | 10.7649 | 10.7657
16 | Remaining capacity at reference point in time (16 = 12- 15) |  |  | 1.6045 | 1.4606 | 1.0989 | 1.0485 | 1.1945 | 3.0416 | 2.5633 | 3.1853 | 2.8765 | 2.4706 | 2.3198 | 1.9444 | 2.2169 | 1.572 | 1.4747 | 0.37571 | 1.3788 | 0.83207
B1 | Weekly peak load (unrestricted reference point in time) |  |  | 11.0754 | 11.1261 | 11.2297 | 11.2398 | 11.2563 | 11.2119 | 11.1033 | 10.262 | 10.4811 | 10.5538 | 10.8259 | 11.2186 | 11.2904 | 11.293 | 11.293 | 11.2975 | 11.2653 | 11.4063
B2 | Daily hour of expected weekly peak load (e.g. 21st hour if the peak load is between 20:00 CET to 21:00 CET) |  |  | 9 | 9 | 9 | 9 | 9 | 9 | 9 | 9 | 9 | 9 | 9 | 9 | 9 | 9 | 9 | 9 | 9 | 9
PART C : DATA FOR SEVERE CONDITIONS
17 | Non-usable capacity at reference point (all power stations including mothballed, authorization & technical & legal constraints, energy source unavailability etc. ) |  |  | 6.4395 | 6.4845 | 6.397 | 6.1738 | 6.241 | 6.3654 | 6.3653 | 6.2278 | 6.3439 | 6.5111 | 6.5355 | 6.5243 | 6.6671 | 6.7256 | 6.8811 | 6.9532 | 7.0494 | 7.1001
17a | of which nuclear |  |  | 0 | 0 | 0 | 0 | 0 | 0 | 0 | 0 | 0 | 0 | 0 | 0 | 0 | 0 | 0 | 0 | 0 | 0
17b | of which Lignite |  |  | 0 | 0 | 0 | 0 | 0 | 0 | 0 | 0 | 0 | 0 | 0 | 0 | 0 | 0 | 0 | 0 | 0 | 0
17c | of which Hard Coal |  |  | 0 | 0 | 0 | 0 | 0 | 0 | 0 | 0 | 0 | 0 | 0 | 0 | 0 | 0 | 0 | 0 | 0 | 0
17d | of which Gas |  |  | 1.25 | 1.25 | 1.25 | 1.25 | 1.25 | 1.25 | 1.25 | 1.25 | 1.25 | 1.22 | 1.22 | 1.22 | 1.22 | 1.22 | 1.27 | 1.27 | 1.27 | 1.27
17e | of which Oil |  |  | 0.09 | 0.09 | 0.09 | 0.09 | 0.09 | 0.09 | 0.09 | 0.09 | 0.09 | 0.09 | 0.09 | 0.09 | 0.09 | 0.09 | 0.09 | 0.09 | 0.09 | 0.09
17f | of which Oil Shale |  |  | 0 | 0 | 0 | 0 | 0 | 0 | 0 | 0 | 0 | 0 | 0 | 0 | 0 | 0 | 0 | 0 | 0 | 0
17g | of which Mixed Fuels |  |  | 0 | 0 | 0 | 0 | 0 | 0 | 0 | 0 | 0 | 0 | 0 | 0 | 0 | 0 | 0 | 0 | 0 | 0
17h | of which onshore wind |  |  | 1.63 | 1.63 | 1.63 | 1.63 | 1.63 | 1.65 | 1.65 | 1.65 | 1.65 | 1.67 | 1.67 | 1.67 | 1.67 | 1.67 | 1.69 | 1.6899 | 1.69 | 1.6896
17i | of which offshore wind |  |  | 0.71 | 0.7073 | 0.70624 | 0.70993 | 0.71 | 0.70851 | 0.70844 | 0.71 | 0.71 | 0.70936 | 0.70773 | 0.70858 | 0.70759 | 0.70574 | 0.70709 | 0.7046 | 0.70908 | 0.70574
17j | of which Solar |  |  | 2.3495 | 2.3972 | 2.3108 | 2.0838 | 2.151 | 2.2569 | 2.2569 | 2.1178 | 2.2339 | 2.4417 | 2.4678 | 2.4557 | 2.5995 | 2.6598 | 2.724 | 2.7986 | 2.8903 | 2.9448
17k | of which Biomass |  |  | 0.38 | 0.38 | 0.38 | 0.38 | 0.38 | 0.39 | 0.39 | 0.39 | 0.39 | 0.36 | 0.36 | 0.36 | 0.36 | 0.36 | 0.39 | 0.39 | 0.39 | 0.39
17l | of which other RES (apart from hydro) |  |  | 0 | 0 | 0 | 0 | 0 | 0 | 0 | 0 | 0 | 0 | 0 | 0 | 0 | 0 | 0 | 0 | 0 | 0
17m | Hydro power (total) |  |  | 0.03 | 0.03 | 0.03 | 0.03 | 0.03 | 0.02 | 0.02 | 0.02 | 0.02 | 0.02 | 0.02 | 0.02 | 0.02 | 0.02 | 0.01 | 0.01 | 0.01 | 0.01
17n | of which renewable hydro generation |  |  | 0.03 | 0.03 | 0.03 | 0.03 | 0.03 | 0.02 | 0.02 | 0.02 | 0.02 | 0.02 | 0.02 | 0.02 | 0.02 | 0.02 | 0.01 | 0.01 | 0.01 | 0.01
17o | of which other non-RES (incl. not clearly identifiable energy sources) |  |  | 0 | 0 | 0 | 0 | 0 | 0 | 0 | 0 | 0 | 0 | 0 | 0 | 0 | 0 | 0 | 0 | 0 | 0
18 | Available capacity (18 = 6 - (7 + 17)) |  |  | 11.6605 | 11.5655 | 11.243 | 11.4762 | 11.629 | 13.4046 | 12.7147 | 12.8522 | 12.3861 | 12.0889 | 12.0445 | 11.9257 | 12.4929 | 11.7044 | 11.7889 | 10.6068 | 11.7506 | 11.4199
19 | Outages: average expected value (all power stations) under SEVERE conditions |  |  | 1.2671 | 1.2671 | 1.1975 | 1.1951 | 1.2271 | 1.4289 | 1.3323 | 1.3323 | 1.2763 | 1.2587 | 1.2563 | 1.2323 | 1.3451 | 1.3024 | 1.3326 | 1.2283 | 1.3798 | 1.3618
20 | System services reserve (one hour ahead of real time) under SEVERE conditions |  |  | 0.7 | 0.7 | 0.7 | 0.7 | 0.7 | 0.7 | 0.7 | 0.7 | 0.7 | 0.7 | 0.7 | 0.7 | 0.7 | 0.7 | 0.7 | 0.7 | 0.7 | 0.7
21 | Reliably available capacity under SEVERE conditions (21 = 18 - (19 + 20)) |  |  | 9.6934 | 9.5984 | 9.3455 | 9.5811 | 9.7019 | 11.2757 | 10.6824 | 10.8199 | 10.4098 | 10.1302 | 10.0882 | 9.9934 | 10.4478 | 9.702 | 9.7563 | 8.6785 | 9.6708 | 9.3581
22 | Load at reference point in time (19:00 CET) under SEVERE conditions |  |  | 10.8531 | 10.8811 | 10.9435 | 11.0482 | 11.0656 | 10.9303 | 10.8138 | 10.0805 | 9.9415 | 10.17 | 10.287 | 10.5282 | 10.8467 | 10.7029 | 11.0801 | 11.0321 | 10.9775 | 10.9782
23 | Load reduction / load management and strategic reserves available at reference point in time (19:00 CET) under SEVERE conditions |  |  | 0 | 0 | 0 | 0 | 0 | 0 | 0 | 0 | 0 | 0 | 0 | 0 | 0 | 0 | 0 | 0 | 0 | 0
24 | Net weekly peak load for SEVERE conditions (24 = 22-23) |  |  | 10.8531 | 10.8811 | 10.9435 | 11.0482 | 11.0656 | 10.9303 | 10.8138 | 10.0805 | 9.9415 | 10.17 | 10.287 | 10.5282 | 10.8467 | 10.7029 | 11.0801 | 11.0321 | 10.9775 | 10.9782
25 | Remaining capacity for SEVERE conditions (25 = 21-24) |  |  | -1.1596 | -1.2827 | -1.598 | -1.4671 | -1.3637 | 0.34545 | -0.13143 | 0.73948 | 0.46832 | -0.039753 | -0.19887 | -0.53482 | -0.39888 | -1.0009 | -1.3238 | -2.3536 | -1.3066 | -1.6201
C1 | Weekly peak load under SEVERE conditions (unrestricted reference point in time) |  |  | 11.3406 | 11.3912 | 11.4949 | 11.5049 | 11.5049 | 11.3312 | 11.2225 | 10.3813 | 10.604 | 10.6766 | 10.9487 | 11.3415 | 11.4133 | 11.5153 | 11.5153 | 11.5198 | 11.4876 | 11.7415
C2 | Daily hour of expected weekly peak load (e.g. 21st hour if the peak load is between 20:00 CET to 21:00 CET) |  |  | 9 | 9 | 9 | 9 | 9 | 9 | 9 | 9 | 9 | 9 | 9 | 9 | 9 | 9 | 9 | 9 | 9 | 9
PART D: ADDITIONAL INFORMATION FOR INTERCONNECTORS
31 | Simultaneous importable capacity |  | From | 3.5 | 4 | 4.25 | 4.25 | 4 | 4.5 | 4.2 | 4.25 | 4.4 | 4 | 4.45 | 4 | 4 | 4 | 4.2 | 3.9 | 4 | 4
32 | Simultaneous exportable capacity |  | To | 2.5 | 2.8333 | 3 | 3 | 2.8333 | 3.25 | 2.9667 | 3 | 3.15 | 2.8333 | 3.2 | 2.8333 | 2.8333 | 2.8333 | 2.9667 | 2.7667 | 2.8333 | 2.8333

## BA
Summer Outlook Report 2016 | [21 empty] | Downward load factors modified
| Power Data (all entries are assumed to be >0) |  |  | Countrycode: |  | BA
| (Net values in GW, at a synchronous time every week) |  |  | Countryname: |  | Bosnia and Herzegovina
| The dates are related to Wednesday of each week |  |  | 2016-06-01 | 2016-06-08 | 2016-06-15 | 2016-06-22 | 2016-06-29 | 2016-07-06 | 2016-07-13 | 2016-07-20 | 2016-07-27 | 2016-08-03 | 2016-08-10 | 2016-08-17 | 2016-08-24 | 2016-08-31 | 2016-09-07 | 2016-09-14 | 2016-09-21 | 2016-09-28
| WEEK |  |  | 22 | 23 | 24 | 25 | 26 | 27 | 28 | 29 | 30 | 31 | 32 | 33 | 34 | 35 | 36 | 37 | 38 | 39
| Time (CET) |  |  | 12:00 | 12:00 | 12:00 | 12:00 | 12:00 | 12:00 | 12:00 | 12:00 | 12:00 | 12:00 | 12:00 | 12:00 | 12:00 | 12:00 | 12:00 | 12:00 | 12:00 | 12:00
Line | PART A : INDIGINEOUS NATIONAL GENERATION | Severe Average Outage Rate | Normal Average Outage Rate
Net generating capacity:
1 | Nuclear Power | 5% | 5%
2 | Fossil Fuels |  |  | 1.83 | 1.83 | 1.83 | 1.83 | 1.83 | 1.83 | 1.83 | 1.83 | 1.83 | 1.83 | 1.83 | 1.83 | 1.83 | 1.83 | 1.83 | 1.83 | 1.83 | 1.83
2a | of which Lignite | 9% | 9% | 1.83 | 1.83 | 1.83 | 1.83 | 1.83 | 1.83 | 1.83 | 1.83 | 1.83 | 1.83 | 1.83 | 1.83 | 1.83 | 1.83 | 1.83 | 1.83 | 1.83 | 1.83
2b | of which Hard Coal | 9% | 9%
2c | of which Gas | 7% | 7%
2d | of which Oil | 9% | 9%
2e | of which Oil Shale | 8.75% | 8.75%
2f | of which Mixed Fuels | 8.75% | 8.75%
3 | Renewable Energy Sources (other than hydro) |  |  | 0 | 0 | 0 | 0 | 0 | 0 | 0 | 0 | 0 | 0 | 0 | 0 | 0 | 0 | 0 | 0 | 0 | 0
3a | of which onshore wind | 0% | 0%
3b | of which offshore wind | 0% | 0%
3c | of which Solar (PV) | 0% | 0%
3d | of which Biomass | 0% | 0%
3e | of which other RES (apart from hydro, including tidal, wave, geothermal, waste renewable, CSP,…) | 0% | 0%
4 | Hydro power (total) | 0% | 0% | 2.06 | 2.06 | 2.06 | 2.06 | 2.06 | 2.06 | 2.06 | 2.06 | 2.06 | 2.06 | 2.06 | 2.06 | 2.06 | 2.06 | 2.06 | 2.06 | 2.06 | 2.06
4a | of which renewable hydro generation | bar: 2016-06-01 to 2016-09-28
5 | Other non-RES (incl. not clearly identifiable energy sources) | 0% | 0%
6 | Net generating capacity (6 = 1+2+3+4+5) |  |  | 3.89 | 3.89 | 3.89 | 3.89 | 3.89 | 3.89 | 3.89 | 3.89 | 3.89 | 3.89 | 3.89 | 3.89 | 3.89 | 3.89 | 3.89 | 3.89 | 3.89 | 3.89
7 | Maintenance & Overhauls (all power stations) |  |  | 0.4 | 0.4 | 0.4 | 0.4 | 0.4 | 0.4 | 0.4 | 0.4 | 0.4 | 0.4 | 0.4 | 0.4 | 0.4 | 0.1 | 0.1 | 0.1 | 0.1 | 0.1
7a | of which nuclear
7b | of which Lignite |  |  | 0.4 | 0.4 | 0.4 | 0.4 | 0.4 | 0.4 | 0.4 | 0.4 | 0.4 | 0.4 | 0.4 | 0.4 | 0.4 | 0.1 | 0.1 | 0.1 | 0.1 | 0.1
7c | of which Hard Coal
7d | of which Gas
7e | of which Oil
7f | of which Oil Shale
7g | of which Mixed Fuels
7h | of which onshore wind
7i | of which offshore wind
7j | of which Solar (PV)
7k | of which Biomass
7l | of which other RES (NO hydro, including tidal, wave, geothermal, waste renewable, CSP,…)
7m | Hydro power (total)
7n | of which renewable hydro generation
7o | of which other non-RES (including CHP non-renewable, waste non-renewable and other not clearly identified generation )
PART B : DATA UNDER NORMAL CONDITIONS
8 | Non-usable capacity at reference point (all power stations including mothballed, authorization & technical & legal constraints, energy source unavailability etc. ) |  |  | 0.1 | 0.1 | 0.1 | 0.1 | 0.1 | 0.1 | 0.1 | 0.1 | 0.1 | 0.1 | 0.1 | 0.1 | 0.1 | 0.1 | 0.1 | 0.1 | 0.1 | 0.1
8a | of which nuclear
8b | of which Lignite |  |  | 0.1 | 0.1 | 0.1 | 0.1 | 0.1 | 0.1 | 0.1 | 0.1 | 0.1 | 0.1 | 0.1 | 0.1 | 0.1 | 0.1 | 0.1 | 0.1 | 0.1 | 0.1
8c | of which Hard Coal
8d | of which Gas
8e | of which Oil
8f | of which Oil Shale
8g | of which Mixed Fuels
8h | of which onshore wind |  |  | 0 | 0 | 0 | 0 | 0 | 0 | 0 | 0 | 0 | 0 | 0 | 0 | 0 | 0 | 0 | 0 | 0 | 0
8i | of which offshore wind |  |  | 0 | 0 | 0 | 0 | 0 | 0 | 0 | 0 | 0 | 0 | 0 | 0 | 0 | 0 | 0 | 0 | 0 | 0
8j | of which Solar |  |  | 0 | 0 | 0 | 0 | 0 | 0 | 0 | 0 | 0 | 0 | 0 | 0 | 0 | 0 | 0 | 0 | 0 | 0
8k | of which Biomass
8l | of which other RES (apart from hydro)
8m | Hydro power (total)
8n | of which renewable hydro generation
8o | of which other non-RES (incl. not clearly identifiable energy sources)
9 | Available capacity (9 = 6 - (7 + 8)) |  |  | 3.39 | 3.39 | 3.39 | 3.39 | 3.39 | 3.39 | 3.39 | 3.39 | 3.39 | 3.39 | 3.39 | 3.39 | 3.39 | 3.69 | 3.69 | 3.69 | 3.69 | 3.69
10 | Outages: average expected value (all power stations) |  |  | 0.1197 | 0.1197 | 0.1197 | 0.1197 | 0.1197 | 0.1197 | 0.1197 | 0.1197 | 0.1197 | 0.1197 | 0.1197 | 0.1197 | 0.1197 | 0.1467 | 0.1467 | 0.1467 | 0.1467 | 0.1467
11 | System services reserve (one hour ahead of real time) |  |  | 0.25 | 0.25 | 0.25 | 0.25 | 0.25 | 0.25 | 0.25 | 0.25 | 0.25 | 0.25 | 0.25 | 0.25 | 0.25 | 0.25 | 0.25 | 0.25 | 0.25 | 0.25
12 | Reliably available capacity (12 = 9 - (10 + 11)) |  |  | 3.0203 | 3.0203 | 3.0203 | 3.0203 | 3.0203 | 3.0203 | 3.0203 | 3.0203 | 3.0203 | 3.0203 | 3.0203 | 3.0203 | 3.0203 | 3.2933 | 3.2933 | 3.2933 | 3.2933 | 3.2933
13 | Load at reference point in time |  |  | 1.55 | 1.55 | 1.55 | 1.55 | 1.55 | 1.6 | 1.6 | 1.6 | 1.6 | 1.6 | 1.6 | 1.55 | 1.55 | 1.55 | 1.55 | 1.55 | 1.55 | 1.55
13b | Population average daily (24h) temperature (degrees Celsius) |  |  | 17.47 | 18.21 | 18.85 | 19.38 | 19.79 | 20.08 | 20.24 | 20.28 | 20.18 | 19.95 | 19.6 | 19.12 | 18.52 | 17.8 | 16.98 | 16.07 | 15.06 | 13.99
14 | Load reduction / load management and strategic reserves available at reference point in time
15 | Net weekly load at reference point in time (15 = 13-14) |  |  | 1.55 | 1.55 | 1.55 | 1.55 | 1.55 | 1.6 | 1.6 | 1.6 | 1.6 | 1.6 | 1.6 | 1.55 | 1.55 | 1.55 | 1.55 | 1.55 | 1.55 | 1.55
16 | Remaining capacity at reference point in time (16 = 12- 15) |  |  | 1.4703 | 1.4703 | 1.4703 | 1.4703 | 1.4703 | 1.4203 | 1.4203 | 1.4203 | 1.4203 | 1.4203 | 1.4203 | 1.4703 | 1.4703 | 1.7433 | 1.7433 | 1.7433 | 1.7433 | 1.7433
B1 | Weekly peak load (unrestricted reference point in time)
B2 | Daily hour of expected weekly peak load (e.g. 21st hour if the peak load is between 20:00 CET to 21:00 CET)
PART C : DATA FOR SEVERE CONDITIONS
17 | Non-usable capacity at reference point (all power stations including mothballed, authorization & technical & legal constraints, energy source unavailability etc. ) |  |  | 0.2 | 0.2 | 0.2 | 0.2 | 0.2 | 0.2 | 0.2 | 0.2 | 0.2 | 0.2 | 0.2 | 0.2 | 0.2 | 0.2 | 0.2 | 0.2 | 0.2 | 0.2
17a | of which nuclear
17b | of which Lignite |  |  | 0.2 | 0.2 | 0.2 | 0.2 | 0.2 | 0.2 | 0.2 | 0.2 | 0.2 | 0.2 | 0.2 | 0.2 | 0.2 | 0.2 | 0.2 | 0.2 | 0.2 | 0.2
17c | of which Hard Coal
17d | of which Gas
17e | of which Oil
17f | of which Oil Shale
17g | of which Mixed Fuels
17h | of which onshore wind |  |  | 0 | 0 | 0 | 0 | 0 | 0 | 0 | 0 | 0 | 0 | 0 | 0 | 0 | 0 | 0 | 0 | 0 | 0
17i | of which offshore wind |  |  | 0 | 0 | 0 | 0 | 0 | 0 | 0 | 0 | 0 | 0 | 0 | 0 | 0 | 0 | 0 | 0 | 0 | 0
17j | of which Solar |  |  | 0 | 0 | 0 | 0 | 0 | 0 | 0 | 0 | 0 | 0 | 0 | 0 | 0 | 0 | 0 | 0 | 0 | 0
17k | of which Biomass
17l | of which other RES (apart from hydro)
17m | Hydro power (total)
17n | of which renewable hydro generation
17o | of which other non-RES (incl. not clearly identifiable energy sources)
18 | Available capacity (18 = 6 - (7 + 17)) |  |  | 3.29 | 3.29 | 3.29 | 3.29 | 3.29 | 3.29 | 3.29 | 3.29 | 3.29 | 3.29 | 3.29 | 3.29 | 3.29 | 3.59 | 3.59 | 3.59 | 3.59 | 3.59
19 | Outages: average expected value (all power stations) under SEVERE conditions |  |  | 0.1107 | 0.1107 | 0.1107 | 0.1107 | 0.1107 | 0.1107 | 0.1107 | 0.1107 | 0.1107 | 0.1107 | 0.1107 | 0.1107 | 0.1107 | 0.1377 | 0.1377 | 0.1377 | 0.1377 | 0.1377
20 | System services reserve (one hour ahead of real time) under SEVERE conditions |  |  | 0.25 | 0.25 | 0.25 | 0.25 | 0.25 | 0.25 | 0.25 | 0.25 | 0.25 | 0.25 | 0.25 | 0.25 | 0.25 | 0.25 | 0.25 | 0.25 | 0.25 | 0.25
21 | Reliably available capacity under SEVERE conditions (21 = 18 - (19 + 20)) |  |  | 2.9293 | 2.9293 | 2.9293 | 2.9293 | 2.9293 | 2.9293 | 2.9293 | 2.9293 | 2.9293 | 2.9293 | 2.9293 | 2.9293 | 2.9293 | 3.2023 | 3.2023 | 3.2023 | 3.2023 | 3.2023
22 | Load at reference point in time (19:00 CET) under SEVERE conditions |  |  | 1.62 | 1.62 | 1.62 | 1.62 | 1.62 | 1.67 | 1.67 | 1.67 | 1.67 | 1.67 | 1.67 | 1.62 | 1.62 | 1.62 | 1.62 | 1.62 | 1.62 | 1.62
23 | Load reduction / load management and strategic reserves available at reference point in time (19:00 CET) under SEVERE conditions
24 | Net weekly peak load for SEVERE conditions (24 = 22-23) |  |  | 1.62 | 1.62 | 1.62 | 1.62 | 1.62 | 1.67 | 1.67 | 1.67 | 1.67 | 1.67 | 1.67 | 1.62 | 1.62 | 1.62 | 1.62 | 1.62 | 1.62 | 1.62
25 | Remaining capacity for SEVERE conditions (25 = 21-24) |  |  | 1.3093 | 1.3093 | 1.3093 | 1.3093 | 1.3093 | 1.2593 | 1.2593 | 1.2593 | 1.2593 | 1.2593 | 1.2593 | 1.3093 | 1.3093 | 1.5823 | 1.5823 | 1.5823 | 1.5823 | 1.5823
C1 | Weekly peak load under SEVERE conditions (unrestricted reference point in time) |  |  | 1.67 | 1.67 | 1.67 | 1.67 | 1.67 | 1.74 | 1.74 | 1.74 | 1.74 | 1.74 | 1.74 | 1.67 | 1.67 | 1.67 | 1.67 | 1.67 | 1.67 | 1.67
C2 | Daily hour of expected weekly peak load (e.g. 21st hour if the peak load is between 20:00 CET to 21:00 CET) |  |  | 22st hour | 22st hour | 22st hour | 22st hour | 22st hour | 22st hour | 22st hour | 22st hour | 22st hour | 21st hour | 21st hour | 21st hour | 21st hour | 21st hour | 21st hour | 21st hour | 21st hour | 21st hour
PART D: ADDITIONAL INFORMATION FOR INTERCONNECTORS
31 | Simultaneous importable capacity |  | From | 1.7 | 1.7 | 1.7 | 1.7 | 1.7 | 1.65 | 1.65 | 1.65 | 1.65 | 1.55 | 1.55 | 1.55 | 1.55 | 1.55 | 1.55 | 1.55 | 1.55 | 1.55
32 | Simultaneous exportable capacity |  | To | 1.65 | 1.65 | 1.65 | 1.65 | 1.65 | 1.6 | 1.6 | 1.6 | 1.6 | 1.55 | 1.55 | 1.55 | 1.55 | 1.55 | 1.55 | 1.55 | 1.55 | 1.55

## AT
Summer Outlook Report 2016 | [22 empty] | Downward load factors modified
| Power Data (all entries are assumed to be >0) |  |  |  | Countrycode: |  | AT
| (Net values in GW, at a synchronous time every week) |  |  |  | Countryname: |  | Austria
| The dates are related to Wednesday of each week |  |  |  | 2016-06-01 | 2016-06-08 | 2016-06-15 | 2016-06-22 | 2016-06-29 | 2016-07-06 | 2016-07-13 | 2016-07-20 | 2016-07-27 | 2016-08-03 | 2016-08-10 | 2016-08-17 | 2016-08-24 | 2016-08-31 | 2016-09-07 | 2016-09-14 | 2016-09-21 | 2016-09-28
| WEEK |  |  |  | 22 | 23 | 24 | 25 | 26 | 27 | 28 | 29 | 30 | 31 | 32 | 33 | 34 | 35 | 36 | 37 | 38 | 39
| Time (CET) |  |  |  | 12:00 | 12:00 | 12:00 | 12:00 | 12:00 | 12:00 | 12:00 | 12:00 | 12:00 | 12:00 | 12:00 | 12:00 | 12:00 | 12:00 | 12:00 | 12:00 | 12:00 | 12:00
Line | PART A : INDIGINEOUS NATIONAL GENERATION |  | Severe Average Outage Rate | Normal Average Outage Rate
Net generating capacity:
1 | Nuclear Power |  | 5% | 5% | 0 | 0 | 0 | 0 | 0 | 0 | 0 | 0 | 0 | 0 | 0 | 0 | 0 | 0 | 0 | 0 | 0 | 0
2 | Fossil Fuels |  |  |  | 5.843 | 5.843 | 5.843 | 5.843 | 5.843 | 5.843 | 5.843 | 5.843 | 5.843 | 5.843 | 5.843 | 5.843 | 5.843 | 5.843 | 5.843 | 5.843 | 5.843 | 5.843
2a | of which Lignite |  | 9% | 9% | 0 | 0 | 0 | 0 | 0 | 0 | 0 | 0 | 0 | 0 | 0 | 0 | 0 | 0 | 0 | 0 | 0 | 0
2b | of which Hard Coal |  | 9% | 9% | 0.766 | 0.766 | 0.766 | 0.766 | 0.766 | 0.766 | 0.766 | 0.766 | 0.766 | 0.766 | 0.766 | 0.766 | 0.766 | 0.766 | 0.766 | 0.766 | 0.766 | 0.766
2c | of which Gas |  | 7% | 7% | 4.889 | 4.889 | 4.889 | 4.889 | 4.889 | 4.889 | 4.889 | 4.889 | 4.889 | 4.889 | 4.889 | 4.889 | 4.889 | 4.889 | 4.889 | 4.889 | 4.889 | 4.889
2d | of which Oil |  | 9% | 9% | 0.188 | 0.188 | 0.188 | 0.188 | 0.188 | 0.188 | 0.188 | 0.188 | 0.188 | 0.188 | 0.188 | 0.188 | 0.188 | 0.188 | 0.188 | 0.188 | 0.188 | 0.188
2e | of which Oil Shale |  | 8.75% | 8.75% | 0 | 0 | 0 | 0 | 0 | 0 | 0 | 0 | 0 | 0 | 0 | 0 | 0 | 0 | 0 | 0 | 0 | 0
2f | of which Mixed Fuels |  | 8.75% | 8.75% | 0 | 0 | 0 | 0 | 0 | 0 | 0 | 0 | 0 | 0 | 0 | 0 | 0 | 0 | 0 | 0 | 0 | 0
3 | Renewable Energy Sources (other than hydro) |  |  |  | 4.453 | 4.453 | 4.453 | 4.453 | 4.453 | 4.453 | 4.453 | 4.453 | 4.453 | 4.453 | 4.453 | 4.453 | 4.453 | 4.453 | 4.453 | 4.453 | 4.453 | 4.453
3a | of which onshore wind |  | 0% | 0% | 2.745 | 2.745 | 2.745 | 2.745 | 2.745 | 2.745 | 2.745 | 2.745 | 2.745 | 2.745 | 2.745 | 2.745 | 2.745 | 2.745 | 2.745 | 2.745 | 2.745 | 2.745
3b | of which offshore wind |  | 0% | 0% | 0 | 0 | 0 | 0 | 0 | 0 | 0 | 0 | 0 | 0 | 0 | 0 | 0 | 0 | 0 | 0 | 0 | 0
3c | of which Solar (PV) |  | 0% | 0% | 0.993 | 0.993 | 0.993 | 0.993 | 0.993 | 0.993 | 0.993 | 0.993 | 0.993 | 0.993 | 0.993 | 0.993 | 0.993 | 0.993 | 0.993 | 0.993 | 0.993 | 0.993
3d | of which Biomass |  | 0% | 0% | 0.513 | 0.513 | 0.513 | 0.513 | 0.513 | 0.513 | 0.513 | 0.513 | 0.513 | 0.513 | 0.513 | 0.513 | 0.513 | 0.513 | 0.513 | 0.513 | 0.513 | 0.513
3e | of which other RES (apart from hydro, including tidal, wave, geothermal, waste renewable, CSP,…) |  | 0% | 0% | 0.202 | 0.202 | 0.202 | 0.202 | 0.202 | 0.202 | 0.202 | 0.202 | 0.202 | 0.202 | 0.202 | 0.202 | 0.202 | 0.202 | 0.202 | 0.202 | 0.202 | 0.202
4 | Hydro power (total) |  | 0% | 0% | 13.949 | 13.949 | 13.949 | 13.949 | 13.949 | 13.949 | 13.949 | 13.949 | 13.949 | 13.949 | 13.949 | 13.949 | 13.949 | 13.949 | 13.949 | 13.949 | 13.949 | 13.949
4a | of which renewable hydro generation |  |  |  | 13.949 | 13.949 | 13.949 | 13.949 | 13.949 | 13.949 | 13.949 | 13.949 | 13.949 | 13.949 | 13.949 | 13.949 | 13.949 | 13.949 | 13.949 | 13.949 | 13.949 | 13.949
5 | Other non-RES (incl. not clearly identifiable energy sources) |  | 0% | 0% | 0.85 | 0.85 | 0.85 | 0.85 | 0.85 | 0.85 | 0.85 | 0.85 | 0.85 | 0.85 | 0.85 | 0.85 | 0.85 | 0.85 | 0.85 | 0.85 | 0.85 | 0.85
6 | Net generating capacity (6 = 1+2+3+4+5) |  |  |  | 25.095 | 25.095 | 25.095 | 25.095 | 25.095 | 25.095 | 25.095 | 25.095 | 25.095 | 25.095 | 25.095 | 25.095 | 25.095 | 25.095 | 25.095 | 25.095 | 25.095 | 25.095
7 | Maintenance & Overhauls (all power stations) |  |  |  | 0 | 0 | 0 | 0 | 0 | 0 | 0 | 0 | 0 | 0 | 0 | 0 | 0 | 0 | 0 | 0 | 0 | 0
7a | of which nuclear |  |  |  | 0 | 0 | 0 | 0 | 0 | 0 | 0 | 0 | 0 | 0 | 0 | 0 | 0 | 0 | 0 | 0 | 0 | 0
7b | of which Lignite |  |  |  | 0 | 0 | 0 | 0 | 0 | 0 | 0 | 0 | 0 | 0 | 0 | 0 | 0 | 0 | 0 | 0 | 0 | 0
7c | of which Hard Coal |  |  |  | 0 | 0 | 0 | 0 | 0 | 0 | 0 | 0 | 0 | 0 | 0 | 0 | 0 | 0 | 0 | 0 | 0 | 0
7d | of which Gas |  |  |  | 0 | 0 | 0 | 0 | 0 | 0 | 0 | 0 | 0 | 0 | 0 | 0 | 0 | 0 | 0 | 0 | 0 | 0
7e | of which Oil |  |  |  | 0 | 0 | 0 | 0 | 0 | 0 | 0 | 0 | 0 | 0 | 0 | 0 | 0 | 0 | 0 | 0 | 0 | 0
7f | of which Oil Shale |  |  |  | 0 | 0 | 0 | 0 | 0 | 0 | 0 | 0 | 0 | 0 | 0 | 0 | 0 | 0 | 0 | 0 | 0 | 0
7g | of which Mixed Fuels |  |  |  | 0 | 0 | 0 | 0 | 0 | 0 | 0 | 0 | 0 | 0 | 0 | 0 | 0 | 0 | 0 | 0 | 0 | 0
7h | of which onshore wind |  |  |  | 0 | 0 | 0 | 0 | 0 | 0 | 0 | 0 | 0 | 0 | 0 | 0 | 0 | 0 | 0 | 0 | 0 | 0
7i | of which offshore wind |  |  |  | 0 | 0 | 0 | 0 | 0 | 0 | 0 | 0 | 0 | 0 | 0 | 0 | 0 | 0 | 0 | 0 | 0 | 0
7j | of which Solar (PV) |  |  |  | 0 | 0 | 0 | 0 | 0 | 0 | 0 | 0 | 0 | 0 | 0 | 0 | 0 | 0 | 0 | 0 | 0 | 0
7k | of which Biomass |  |  |  | 0 | 0 | 0 | 0 | 0 | 0 | 0 | 0 | 0 | 0 | 0 | 0 | 0 | 0 | 0 | 0 | 0 | 0
7l | of which other RES (NO hydro, including tidal, wave, geothermal, waste renewable, CSP,…) |  |  |  | 0 | 0 | 0 | 0 | 0 | 0 | 0 | 0 | 0 | 0 | 0 | 0 | 0 | 0 | 0 | 0 | 0 | 0
7m | Hydro power (total) |  |  |  | 0 | 0 | 0 | 0 | 0 | 0 | 0 | 0 | 0 | 0 | 0 | 0 | 0 | 0 | 0 | 0 | 0 | 0
7n | of which renewable hydro generation |  |  |  | 0 | 0 | 0 | 0 | 0 | 0 | 0 | 0 | 0 | 0 | 0 | 0 | 0 | 0 | 0 | 0 | 0 | 0
7o | of which other non-RES (including CHP non-renewable, waste non-renewable and other not clearly identified generation ) |  |  |  | 0 | 0 | 0 | 0 | 0 | 0 | 0 | 0 | 0 | 0 | 0 | 0 | 0 | 0 | 0 | 0 | 0 | 0
PART B : DATA UNDER NORMAL CONDITIONS
8 | Non-usable capacity at reference point (all power stations including mothballed, authorization & technical & legal constraints, energy source unavailability etc. ) |  |  |  | 6.8655 | 7.4105 | 7.3899 | 7.4608 | 7.2363 | 7.0685 | 7.1269 | 7.1622 | 7.1142 | 8.2717 | 8.3741 | 8.8999 | 9.0535 | 9.247 | 8.62 | 8.8899 | 8.919 | 9.5226
8a | of which nuclear |  |  |  | 0 | 0 | 0 | 0 | 0 | 0 | 0 | 0 | 0 | 0 | 0 | 0 | 0 | 0 | 0 | 0 | 0 | 0
8b | of which Lignite |  |  |  | 0 | 0 | 0 | 0 | 0 | 0 | 0 | 0 | 0 | 0 | 0 | 0 | 0 | 0 | 0 | 0 | 0 | 0
8c | of which Hard Coal |  |  |  | 0.766 | 0.766 | 0.766 | 0.766 | 0.766 | 0.766 | 0.766 | 0.766 | 0.766 | 0.766 | 0.766 | 0.766 | 0.766 | 0.766 | 0.766 | 0.766 | 0.766 | 0.766
8d | of which Gas |  |  |  | 1.0878 | 1.0349 | 0.8935 | 0.86946 | 0.86946 | 0.86946 | 0.86946 | 0.86946 | 0.79732 | 0.79732 | 0.79732 | 1.182 | 1.182 | 1.182 | 1.1205 | 1.1561 | 1.1561 | 1.2523
8e | of which Oil |  |  |  | 0.188 | 0.188 | 0.188 | 0.188 | 0.188 | 0.188 | 0.188 | 0.188 | 0.188 | 0.188 | 0.188 | 0.188 | 0.188 | 0.188 | 0.188 | 0.188 | 0.188 | 0.188
8f | of which Oil Shale |  |  |  | 0 | 0 | 0 | 0 | 0 | 0 | 0 | 0 | 0 | 0 | 0 | 0 | 0 | 0 | 0 | 0 | 0 | 0
8g | of which Mixed Fuels |  |  |  | 0 | 0 | 0 | 0 | 0 | 0 | 0 | 0 | 0 | 0 | 0 | 0 | 0 | 0 | 0 | 0 | 0 | 0
8h | of which onshore wind |  |  |  | 2.5542 | 2.6254 | 2.6457 | 2.6287 | 2.6341 | 2.6163 | 2.6121 | 2.6104 | 2.6298 | 2.6413 | 2.6524 | 2.667 | 2.6427 | 2.6195 | 2.5783 | 2.5417 | 2.5417 | 2.6089
8i | of which offshore wind |  |  |  | 0 | 0 | 0 | 0 | 0 | 0 | 0 | 0 | 0 | 0 | 0 | 0 | 0 | 0 | 0 | 0 | 0 | 0
8j | of which Solar |  |  |  | 0.44405 | 0.44421 | 0.43454 | 0.43429 | 0.43884 | 0.43544 | 0.43848 | 0.43965 | 0.44444 | 0.46343 | 0.46707 | 0.46001 | 0.46404 | 0.48475 | 0.50169 | 0.53301 | 0.56191 | 0.57153
8k | of which Biomass |  |  |  | 0.19 | 0.19 | 0.19 | 0.19 | 0.19 | 0.19 | 0.19 | 0.19 | 0.19 | 0.19 | 0.19 | 0.19 | 0.19 | 0.19 | 0.19 | 0.19 | 0.19 | 0.19
8l | of which other RES (apart from hydro) |  |  |  | 0.1 | 0.1 | 0.1 | 0.1 | 0.1 | 0.1 | 0.1 | 0.1 | 0.1 | 0.1 | 0.1 | 0.1 | 0.1 | 0.1 | 0.1 | 0.1 | 0.1 | 0.1
8m | Hydro power (total) |  |  |  | 1.1055 | 1.632 | 1.7421 | 1.8543 | 1.6199 | 1.4733 | 1.5329 | 1.5687 | 1.5686 | 2.6957 | 2.7834 | 2.9168 | 3.0908 | 3.2867 | 2.7455 | 2.9852 | 2.9854 | 3.4159
8n | of which renewable hydro generation |  |  |  | 1.1055 | 1.632 | 1.7421 | 1.8543 | 1.6199 | 1.4733 | 1.5329 | 1.5687 | 1.5686 | 2.6957 | 2.7834 | 2.9168 | 3.0908 | 3.2867 | 2.7455 | 2.9852 | 2.9854 | 3.4159
8o | of which other non-RES (incl. not clearly identifiable energy sources) |  |  |  | 0.43 | 0.43 | 0.43 | 0.43 | 0.43 | 0.43 | 0.43 | 0.43 | 0.43 | 0.43 | 0.43 | 0.43 | 0.43 | 0.43 | 0.43 | 0.43 | 0.43 | 0.43
9 | Available capacity (9 = 6 - (7 + 8)) |  |  |  | 18.2295 | 17.6845 | 17.7051 | 17.6342 | 17.8587 | 18.0265 | 17.9681 | 17.9328 | 17.9808 | 16.8233 | 16.7209 | 16.1951 | 16.0415 | 15.848 | 16.475 | 16.2051 | 16.176 | 15.5724
10 | Outages: average expected value (all power stations) |  |  |  | 0.26609 | 0.26979 | 0.27968 | 0.28137 | 0.28137 | 0.28137 | 0.28137 | 0.28137 | 0.28642 | 0.28642 | 0.28642 | 0.25949 | 0.25949 | 0.25949 | 0.2638 | 0.2613 | 0.2613 | 0.25457
11 | System services reserve (one hour ahead of real time) |  |  |  | 0.547 | 0.547 | 0.547 | 0.547 | 0.547 | 0.547 | 0.547 | 0.547 | 0.547 | 0.547 | 0.547 | 0.547 | 0.547 | 0.547 | 0.547 | 0.547 | 0.547 | 0.547
12 | Reliably available capacity (12 = 9 - (10 + 11)) |  |  |  | 17.4164 | 16.8677 | 16.8784 | 16.8059 | 17.0303 | 17.1981 | 17.1397 | 17.1045 | 17.1474 | 15.9898 | 15.8875 | 15.3886 | 15.235 | 15.0415 | 15.6642 | 15.3968 | 15.3677 | 14.7708
13 | Load at reference point in time |  |  |  | 9.6617 | 9.6039 | 9.4504 | 9.589 | 9.7149 | 9.647 | 9.744 | 9.1526 | 9.2386 | 8.9748 | 9.0006 | 9.0006 | 9.6219 | 9.6731 | 9.5574 | 9.5543 | 9.3443 | 9.7453
13b | Population average daily (24h) temperature (degrees Celsius) |  |  |  | 17.6 | 18.4 | 19.1 | 19.68 | 20.13 | 20.45 | 20.63 | 20.66 | 20.54 | 20.28 | 19.87 | 19.32 | 18.63 | 17.82 | 16.9 | 15.87 | 14.76 | 13.57
14 | Load reduction / load management and strategic reserves available at reference point in time
15 | Net weekly load at reference point in time (15 = 13-14) |  |  |  | 9.6617 | 9.6039 | 9.4504 | 9.589 | 9.7149 | 9.647 | 9.744 | 9.1526 | 9.2386 | 8.9748 | 9.0006 | 9.0006 | 9.6219 | 9.6731 | 9.5574 | 9.5543 | 9.3443 | 9.7453
16 | Remaining capacity at reference point in time (16 = 12- 15) |  |  |  | 7.7547 | 7.2638 | 7.428 | 7.2169 | 7.3155 | 7.5511 | 7.3958 | 7.9519 | 7.9088 | 7.015 | 6.8869 | 6.388 | 5.613 | 5.3684 | 6.1068 | 5.8425 | 6.0234 | 5.0256
B1 | Weekly peak load (unrestricted reference point in time) |  |  |  | 9.6617 | 9.6683 | 9.6501 | 9.7692 | 9.7914 | 9.7518 | 9.744 | 9.6288 | 9.2518 | 9.0218 | 9.1236 | 9.402 | 9.7085 | 9.7217 | 9.7502 | 9.6734 | 9.6783 | 9.8823
B2 | Daily hour of expected weekly peak load (e.g. 21st hour if the peak load is between 20:00 CET to 21:00 CET) |  |  |  | 12:00-13:00 CET | 12:00-13:00 CET | 12:00-13:00 CET | 12:00-13:00 CET | 12:00-13:00 CET | 12:00-13:00 CET | 12:00-13:00 CET | 12:00-13:00 CET | 12:00-13:00 CET | 12:00-13:00 CET | 12:00-13:00 CET | 12:00-13:00 CET | 12:00-13:00 CET | 12:00-13:00 CET | 12:00-13:00 CET | 12:00-13:00 CET | 12:00-13:00 CET | 12:00-13:00 CET
PART C : DATA FOR SEVERE CONDITIONS
17 | Non-usable capacity at reference point (all power stations including mothballed, authorization & technical & legal constraints, energy source unavailability etc. ) |  |  |  | 8.6552 | 9.1027 | 9.0201 | 9.076 | 8.8135 | 8.6379 | 8.7051 | 8.7404 | 8.6256 | 9.7761 | 9.8666 | 10.3419 | 10.4739 | 10.6648 | 10.0227 | 10.2823 | 10.3015 | 10.8077
17a | of which nuclear |  |  |  | 0 | 0 | 0 | 0 | 0 | 0 | 0 | 0 | 0 | 0 | 0 | 0 | 0 | 0 | 0 | 0 | 0 | 0
17b | of which Lignite |  |  |  | 0 | 0 | 0 | 0 | 0 | 0 | 0 | 0 | 0 | 0 | 0 | 0 | 0 | 0 | 0 | 0 | 0 | 0
17c | of which Hard Coal |  |  |  | 0.766 | 0.766 | 0.766 | 0.766 | 0.766 | 0.766 | 0.766 | 0.766 | 0.766 | 0.766 | 0.766 | 0.766 | 0.766 | 0.766 | 0.766 | 0.766 | 0.766 | 0.766
17d | of which Gas |  |  |  | 1.0878 | 1.0349 | 0.8935 | 0.86946 | 0.86946 | 0.86946 | 0.86946 | 0.86946 | 0.79732 | 0.79732 | 0.79732 | 1.182 | 1.182 | 1.182 | 1.1205 | 1.1561 | 1.1561 | 1.2523
17e | of which Oil |  |  |  | 0.188 | 0.188 | 0.188 | 0.188 | 0.188 | 0.188 | 0.188 | 0.188 | 0.188 | 0.188 | 0.188 | 0.188 | 0.188 | 0.188 | 0.188 | 0.188 | 0.188 | 0.188
17f | of which Oil Shale |  |  |  | 0 | 0 | 0 | 0 | 0 | 0 | 0 | 0 | 0 | 0 | 0 | 0 | 0 | 0 | 0 | 0 | 0 | 0
17g | of which Mixed Fuels |  |  |  | 0 | 0 | 0 | 0 | 0 | 0 | 0 | 0 | 0 | 0 | 0 | 0 | 0 | 0 | 0 | 0 | 0 | 0
17h | of which onshore wind |  |  |  | 2.7302 | 2.7338 | 2.7396 | 2.7354 | 2.7326 | 2.7344 | 2.7376 | 2.7399 | 2.7418 | 2.7397 | 2.7413 | 2.7412 | 2.7403 | 2.738 | 2.7369 | 2.7342 | 2.7389 | 2.737
17i | of which offshore wind |  |  |  | 0 | 0 | 0 | 0 | 0 | 0 | 0 | 0 | 0 | 0 | 0 | 0 | 0 | 0 | 0 | 0 | 0 | 0
17j | of which Solar |  |  |  | 0.61561 | 0.59009 | 0.55429 | 0.55982 | 0.57008 | 0.5652 | 0.58751 | 0.59553 | 0.55095 | 0.5902 | 0.61778 | 0.62121 | 0.63227 | 0.68836 | 0.69742 | 0.72565 | 0.77083 | 0.78109
17k | of which Biomass |  |  |  | 0.19 | 0.19 | 0.19 | 0.19 | 0.19 | 0.19 | 0.19 | 0.19 | 0.19 | 0.19 | 0.19 | 0.19 | 0.19 | 0.19 | 0.19 | 0.19 | 0.19 | 0.19
17l | of which other RES (apart from hydro) |  |  |  | 0.1 | 0.1 | 0.1 | 0.1 | 0.1 | 0.1 | 0.1 | 0.1 | 0.1 | 0.1 | 0.1 | 0.1 | 0.1 | 0.1 | 0.1 | 0.1 | 0.1 | 0.1
17m | Hydro power (total) |  |  |  | 2.5476 | 3.0699 | 3.1588 | 3.2373 | 2.9673 | 2.7948 | 2.8365 | 2.8616 | 2.8615 | 3.9748 | 4.0362 | 4.1235 | 4.2453 | 4.3824 | 3.7938 | 3.9924 | 3.9617 | 4.3633
17n | of which renewable hydro generation |  |  |  | 2.5476 | 3.0699 | 3.1588 | 3.2373 | 2.9673 | 2.7948 | 2.8365 | 2.8616 | 2.8615 | 3.9748 | 4.0362 | 4.1235 | 4.2453 | 4.3824 | 3.7938 | 3.9924 | 3.9617 | 4.3633
17o | of which other non-RES (incl. not clearly identifiable energy sources) |  |  |  | 0.43 | 0.43 | 0.43 | 0.43 | 0.43 | 0.43 | 0.43 | 0.43 | 0.43 | 0.43 | 0.43 | 0.43 | 0.43 | 0.43 | 0.43 | 0.43 | 0.43 | 0.43
18 | Available capacity (18 = 6 - (7 + 17)) |  |  |  | 16.4398 | 15.9923 | 16.0749 | 16.019 | 16.2815 | 16.4571 | 16.3899 | 16.3546 | 16.4694 | 15.3189 | 15.2284 | 14.7531 | 14.6211 | 14.4302 | 15.0723 | 14.8127 | 14.7935 | 14.2873
19 | Outages: average expected value (all power stations) under SEVERE conditions |  |  |  | 0.26609 | 0.26979 | 0.27968 | 0.28137 | 0.28137 | 0.28137 | 0.28137 | 0.28137 | 0.28642 | 0.28642 | 0.28642 | 0.25949 | 0.25949 | 0.25949 | 0.2638 | 0.2613 | 0.2613 | 0.25457
20 | System services reserve (one hour ahead of real time) under SEVERE conditions |  |  |  | 0.547 | 0.547 | 0.547 | 0.547 | 0.547 | 0.547 | 0.547 | 0.547 | 0.547 | 0.547 | 0.547 | 0.547 | 0.547 | 0.547 | 0.547 | 0.547 | 0.547 | 0.547
21 | Reliably available capacity under SEVERE conditions (21 = 18 - (19 + 20)) |  |  |  | 15.6267 | 15.1755 | 15.2482 | 15.1907 | 15.4532 | 15.6287 | 15.5615 | 15.5262 | 15.636 | 14.4855 | 14.3949 | 13.9466 | 13.8147 | 13.6237 | 14.2615 | 14.0044 | 13.9852 | 13.4857
22 | Load at reference point in time (19:00 CET) under SEVERE conditions |  |  |  | 10.1448 | 10.0841 | 9.923 | 10.0684 | 10.2006 | 10.1294 | 10.2312 | 9.6102 | 9.7005 | 9.4235 | 9.4506 | 9.4506 | 10.103 | 10.1568 | 10.0353 | 10.032 | 9.8115 | 10.2325
23 | Load reduction / load management and strategic reserves available at reference point in time (19:00 CET) under SEVERE conditions
24 | Net weekly peak load for SEVERE conditions (24 = 22-23) |  |  |  | 10.1448 | 10.0841 | 9.923 | 10.0684 | 10.2006 | 10.1294 | 10.2312 | 9.6102 | 9.7005 | 9.4235 | 9.4506 | 9.4506 | 10.103 | 10.1568 | 10.0353 | 10.032 | 9.8115 | 10.2325
25 | Remaining capacity for SEVERE conditions (25 = 21-24) |  |  |  | 5.4819 | 5.0915 | 5.3252 | 5.1223 | 5.2525 | 5.4994 | 5.3304 | 5.916 | 5.9354 | 5.0619 | 4.9443 | 4.496 | 3.7116 | 3.4669 | 4.2263 | 3.9724 | 4.1737 | 3.2532
C1 | Weekly peak load under SEVERE conditions (unrestricted reference point in time) |  |  |  | 10.1448 | 10.1518 | 10.1326 | 10.2577 | 10.281 | 10.2394 | 10.2312 | 10.1102 | 9.7144 | 9.4729 | 9.5798 | 9.8721 | 10.194 | 10.2078 | 10.2377 | 10.1571 | 10.1622 | 10.3764
C2 | Daily hour of expected weekly peak load (e.g. 21st hour if the peak load is between 20:00 CET to 21:00 CET) |  |  |  | 12:00-13:00 CET | 12:00-13:00 CET | 12:00-13:00 CET | 12:00-13:00 CET | 12:00-13:00 CET | 12:00-13:00 CET | 12:00-13:00 CET | 12:00-13:00 CET | 12:00-13:00 CET | 12:00-13:00 CET | 12:00-13:00 CET | 12:00-13:00 CET | 12:00-13:00 CET | 12:00-13:00 CET | 12:00-13:00 CET | 12:00-13:00 CET | 12:00-13:00 CET | 12:00-13:00 CET
PART D: ADDITIONAL INFORMATION FOR INTERCONNECTORS
31 | Simultaneous importable capacity (*) |  |  | From | 3.90 GW | 3.90 GW | 3.90 GW | 3.90 GW | 3.90 GW | 3.90 GW | 3.90 GW | 3.90 GW | 3.90 GW | 3.90 GW | 3.90 GW | 3.90 GW | 3.90 GW | 3.90 GW | 3.90 GW | 3.90 GW | 3.90 GW | 3.90 GW
32 | Simultaneous exportable capacity |  |  | To | 4.17 GW | 4.17 GW | 4.17 GW | 4.17 GW | 4.17 GW | 4.17 GW | 4.17 GW | 4.17 GW | 4.17 GW | 4.17 GW | 4.17 GW | 4.17 GW | 4.17 GW | 4.17 GW | 4.17 GW | 4.17 GW | 4.17 GW | 4.17 GW
(*) Simultaneous importable/exportable capacities do not include the (considered unlimited) border between Austria and Germany because of the common bidding zone”

## AL
Summer Outlook Report 2016 | [21 empty] | Downward load factors modified
| Power Data (all entries are assumed to be >0) |  |  | Countrycode: |  | AL
| (Net values in GW, at a synchronous time every week) |  |  | Countryname: |  | Albania
| The dates are related to Wednesday of each week |  |  | 2016-06-01 | 2016-06-08 | 2016-06-15 | 2016-06-22 | 2016-06-29 | 2016-07-06 | 2016-07-13 | 2016-07-20 | 2016-07-27 | 2016-08-03 | 2016-08-10 | 2016-08-17 | 2016-08-24 | 2016-08-31 | 2016-09-07 | 2016-09-14 | 2016-09-21 | 2016-09-28
| WEEK |  |  | 22 | 23 | 24 | 25 | 26 | 27 | 28 | 29 | 30 | 31 | 32 | 33 | 34 | 35 | 36 | 37 | 38 | 39
| Time (CET) |  |  | 12:00 | 12:00 | 12:00 | 12:00 | 12:00 | 12:00 | 12:00 | 12:00 | 12:00 | 12:00 | 12:00 | 12:00 | 12:00 | 12:00 | 12:00 | 12:00 | 12:00 | 12:00
Line | PART A : INDIGINEOUS NATIONAL GENERATION | Severe Average Outage Rate | Normal Average Outage Rate
Net generating capacity:
1 | Nuclear Power | 0% | 0%
2 | Fossil Fuels |  |  | 0.09 | 0.09 | 0.09 | 0.09 | 0.09 | 0.09 | 0.09 | 0.09 | 0.09 | 0.09 | 0.09 | 0.09 | 0.09 | 0.09 | 0.09 | 0.09 | 0.09 | 0.09
2a | of which Lignite | 0% | 0%
2b | of which Hard Coal | 0% | 0%
2c | of which Gas | 0% | 0%
2d | of which Oil | 0% | 0%
2e | of which Oil Shale | 0% | 0%
2f | of which Mixed Fuels | 0% | 0% | 0.09 | 0.09 | 0.09 | 0.09 | 0.09 | 0.09 | 0.09 | 0.09 | 0.09 | 0.09 | 0.09 | 0.09 | 0.09 | 0.09 | 0.09 | 0.09 | 0.09 | 0.09
3 | Renewable Energy Sources (other than hydro) |  |  | 0 | 0 | 0 | 0 | 0 | 0 | 0 | 0 | 0 | 0 | 0 | 0 | 0 | 0 | 0 | 0 | 0 | 0
3a | of which onshore wind | 0% | 0%
3b | of which offshore wind | 0% | 0%
3c | of which Solar (PV) | 0% | 0%
3d | of which Biomass | 0% | 0%
3e | of which other RES (apart from hydro, including tidal, wave, geothermal, waste renewable, CSP,…) | 0% | 0%
4 | Hydro power (total) | 7% | 5% | 1.6 | 1.6 | 1.6 | 1.6 | 1.6 | 1.6 | 1.6 | 1.6 | 1.6 | 1.6 | 1.6 | 1.6 | 1.6 | 1.6 | 1.6 | 1.6 | 1.6 | 1.6
4a | of which renewable hydro generation
5 | Other non-RES (incl. not clearly identifiable energy sources) | 0% | 0%
6 | Net generating capacity (6 = 1+2+3+4+5) |  |  | 1.69 | 1.69 | 1.69 | 1.69 | 1.69 | 1.69 | 1.69 | 1.69 | 1.69 | 1.69 | 1.69 | 1.69 | 1.69 | 1.69 | 1.69 | 1.69 | 1.69 | 1.69
7 | Maintenance & Overhauls (all power stations) |  |  | 0.325 | 0.325 | 0.325 | 0.325 | 0.325 | 0.325 | 0.325 | 0.325 | 0.325 | 0.325 | 0.325 | 0.325 | 0.325 | 0.325 | 0.325 | 0.325 | 0.325 | 0.325
7a | of which nuclear
7b | of which Lignite
7c | of which Hard Coal
7d | of which Gas
7e | of which Oil
7f | of which Oil Shale
7g | of which Mixed Fuels
7h | of which onshore wind
7i | of which offshore wind
7j | of which Solar (PV)
7k | of which Biomass
7l | of which other RES (NO hydro, including tidal, wave, geothermal, waste renewable, CSP,…)
7m | Hydro power (total) |  |  | 0.325 | 0.325 | 0.325 | 0.325 | 0.325 | 0.325 | 0.325 | 0.325 | 0.325 | 0.325 | 0.325 | 0.325 | 0.325 | 0.325 | 0.325 | 0.325 | 0.325 | 0.325
7n | of which renewable hydro generation
7o | of which other non-RES (including CHP non-renewable, waste non-renewable and other not clearly identified generation )
PART B : DATA UNDER NORMAL CONDITIONS
8 | Non-usable capacity at reference point (all power stations including mothballed, authorization & technical & legal constraints, energy source unavailability etc. ) |  |  | 0.09 | 0.09 | 0.09 | 0.09 | 0.34 | 0.34 | 0.34 | 0.34 | 0.34 | 0.34 | 0.34 | 0.34 | 0.34 | 0.34 | 0.09 | 0.09 | 0.09 | 0.09
8a | of which nuclear
8b | of which Lignite
8c | of which Hard Coal
8d | of which Gas
8e | of which Oil
8f | of which Oil Shale
8g | of which Mixed Fuels |  |  | 0.09 | 0.09 | 0.09 | 0.09 | 0.09 | 0.09 | 0.09 | 0.09 | 0.09 | 0.09 | 0.09 | 0.09 | 0.09 | 0.09 | 0.09 | 0.09 | 0.09 | 0.09
8h | of which onshore wind |  |  | 0 | 0 | 0 | 0 | 0 | 0 | 0 | 0 | 0 | 0 | 0 | 0 | 0 | 0 | 0 | 0 | 0 | 0
8i | of which offshore wind |  |  | 0 | 0 | 0 | 0 | 0 | 0 | 0 | 0 | 0 | 0 | 0 | 0 | 0 | 0 | 0 | 0 | 0 | 0
8j | of which Solar |  |  | 0 | 0 | 0 | 0 | 0 | 0 | 0 | 0 | 0 | 0 | 0 | 0 | 0 | 0 | 0 | 0 | 0 | 0
8k | of which Biomass
8l | of which other RES (apart from hydro)
8m | Hydro power (total) |  |  | 2016-06-29: 0.25; 2016-07-06: 0.25; 2016-07-13: 0.25; 2016-07-20: 0.25; 2016-07-27: 0.25; 2016-08-03: 0.25; 2016-08-10: 0.25; 2016-08-17: 0.25; 2016-08-24: 0.25; 2016-08-31: 0.25
8n | of which renewable hydro generation
8o | of which other non-RES (incl. not clearly identifiable energy sources)
9 | Available capacity (9 = 6 - (7 + 8)) |  |  | 1.275 | 1.275 | 1.275 | 1.275 | 1.025 | 1.025 | 1.025 | 1.025 | 1.025 | 1.025 | 1.025 | 1.025 | 1.025 | 1.025 | 1.275 | 1.275 | 1.275 | 1.275
10 | Outages: average expected value (all power stations) |  |  | 0.06375 | 0.06375 | 0.06375 | 0.06375 | 0.05125 | 0.05125 | 0.05125 | 0.05125 | 0.05125 | 0.05125 | 0.05125 | 0.05125 | 0.05125 | 0.05125 | 0.06375 | 0.06375 | 0.06375 | 0.06375
11 | System services reserve (one hour ahead of real time) |  |  | 0.07 | 0.07 | 0.07 | 0.07 | 0.07 | 0.07 | 0.07 | 0.07 | 0.07 | 0.07 | 0.07 | 0.07 | 0.07 | 0.07 | 0.07 | 0.07 | 0.07 | 0.07
12 | Reliably available capacity (12 = 9 - (10 + 11)) |  |  | 1.1413 | 1.1413 | 1.1413 | 1.1413 | 0.90375 | 0.90375 | 0.90375 | 0.90375 | 0.90375 | 0.90375 | 0.90375 | 0.90375 | 0.90375 | 0.90375 | 1.1413 | 1.1413 | 1.1413 | 1.1413
13 | Load at reference point in time |  |  | 0.85 | 0.85 | 0.9 | 0.9 | 0.95 | 0.925 | 0.945 | 0.945 | 0.985 | 0.98 | 0.95 | 0.905 | 0.93 | 0.975 | 0.965 | 0.805 | 0.805 | 0.79
13b | Population average daily (24h) temperature (degrees Celsius)
14 | Load reduction / load management and strategic reserves available at reference point in time |  |  | 0 | 0 | 0 | 0 | 0 | 0 | 0 | 0 | 0 | 0 | 0 | 0 | 0 | 0 | 0 | 0 | 0 | 0
15 | Net weekly load at reference point in time (15 = 13-14) |  |  | 0.85 | 0.85 | 0.9 | 0.9 | 0.95 | 0.925 | 0.945 | 0.945 | 0.985 | 0.98 | 0.95 | 0.905 | 0.93 | 0.975 | 0.965 | 0.805 | 0.805 | 0.79
16 | Remaining capacity at reference point in time (16 = 12- 15) |  |  | 0.29125 | 0.29125 | 0.24125 | 0.24125 | -0.04625 | -0.02125 | -0.04125 | -0.04125 | -0.08125 | -0.07625 | -0.04625 | -0.00125 | -0.02625 | -0.07125 | 0.17625 | 0.33625 | 0.33625 | 0.35125
B1 | Weekly peak load (unrestricted reference point in time) |  |  | 0.95 | 0.98 | 0.975 | 0.95 | 0.98 | 0.985 | 1.015 | 1.035 | 1.045 | 1.08 | 1.05 | 1.045 | 1.095 | 1.05 | 1.055 | 1.02 | 1.03 | 1.015
B2 | Daily hour of expected weekly peak load (e.g. 21st hour if the peak load is between 20:00 CET to 21:00 CET) |  |  | 22nd | 22nd | 22nd | 22nd | 22nd | 22nd | 22nd | 22nd | 22nd | 21st | 21st | 21st | 21st | 21st | 21st | 21st | 20th | 20th
PART C : DATA FOR SEVERE CONDITIONS
17 | Non-usable capacity at reference point (all power stations including mothballed, authorization & technical & legal constraints, energy source unavailability etc. ) |  |  | 0.09 | 0.09 | 0.09 | 0.09 | 0.34 | 0.34 | 0.34 | 0.34 | 0.34 | 0.34 | 0.34 | 0.34 | 0.34 | 0.34 | 0.09 | 0.09 | 0.09 | 0.09
17a | of which nuclear
17b | of which Lignite
17c | of which Hard Coal
17d | of which Gas
17e | of which Oil
17f | of which Oil Shale
17g | of which Mixed Fuels |  |  | 0.09 | 0.09 | 0.09 | 0.09 | 0.09 | 0.09 | 0.09 | 0.09 | 0.09 | 0.09 | 0.09 | 0.09 | 0.09 | 0.09 | 0.09 | 0.09 | 0.09 | 0.09
17h | of which onshore wind |  |  | 0 | 0 | 0 | 0 | 0 | 0 | 0 | 0 | 0 | 0 | 0 | 0 | 0 | 0 | 0 | 0 | 0 | 0
17i | of which offshore wind |  |  | 0 | 0 | 0 | 0 | 0 | 0 | 0 | 0 | 0 | 0 | 0 | 0 | 0 | 0 | 0 | 0 | 0 | 0
17j | of which Solar |  |  | 0 | 0 | 0 | 0 | 0 | 0 | 0 | 0 | 0 | 0 | 0 | 0 | 0 | 0 | 0 | 0 | 0 | 0
17k | of which Biomass
17l | of which other RES (apart from hydro)
17m | Hydro power (total) |  |  | 2016-06-29: 0.25; 2016-07-06: 0.25; 2016-07-13: 0.25; 2016-07-20: 0.25; 2016-07-27: 0.25; 2016-08-03: 0.25; 2016-08-10: 0.25; 2016-08-17: 0.25; 2016-08-24: 0.25; 2016-08-31: 0.25
17n | of which renewable hydro generation
17o | of which other non-RES (incl. not clearly identifiable energy sources)
18 | Available capacity (18 = 6 - (7 + 17)) |  |  | 1.275 | 1.275 | 1.275 | 1.275 | 1.025 | 1.025 | 1.025 | 1.025 | 1.025 | 1.025 | 1.025 | 1.025 | 1.025 | 1.025 | 1.275 | 1.275 | 1.275 | 1.275
19 | Outages: average expected value (all power stations) under SEVERE conditions |  |  | 0.08925 | 0.08925 | 0.08925 | 0.08925 | 0.07175 | 0.07175 | 0.07175 | 0.07175 | 0.07175 | 0.07175 | 0.07175 | 0.07175 | 0.07175 | 0.07175 | 0.08925 | 0.08925 | 0.08925 | 0.08925
20 | System services reserve (one hour ahead of real time) under SEVERE conditions |  |  | 0.07 | 0.07 | 0.07 | 0.07 | 0.07 | 0.07 | 0.07 | 0.07 | 0.07 | 0.07 | 0.07 | 0.07 | 0.07 | 0.07 | 0.07 | 0.07 | 0.07 | 0.07
21 | Reliably available capacity under SEVERE conditions (21 = 18 - (19 + 20)) |  |  | 1.1158 | 1.1158 | 1.1158 | 1.1158 | 0.88325 | 0.88325 | 0.88325 | 0.88325 | 0.88325 | 0.88325 | 0.88325 | 0.88325 | 0.88325 | 0.88325 | 1.1158 | 1.1158 | 1.1158 | 1.1158
22 | Load at reference point in time (12:00 CET) under SEVERE conditions |  |  | 0.9 | 0.9 | 0.95 | 0.95 | 1 | 0.975 | 0.99 | 0.995 | 1.035 | 1.03 | 0.995 | 0.955 | 0.98 | 1.025 | 1.015 | 0.855 | 0.855 | 0.84
23 | Load reduction / load management and strategic reserves available at reference point in time (19:00 CET) under SEVERE conditions |  |  | 0 | 0 | 0 | 0 | 0 | 0 | 0 | 0 | 0 | 0 | 0 | 0 | 0 | 0 | 0 | 0 | 0 | 0
24 | Net weekly peak load for SEVERE conditions (24 = 22-23) |  |  | 0.9 | 0.9 | 0.95 | 0.95 | 1 | 0.975 | 0.99 | 0.995 | 1.035 | 1.03 | 0.995 | 0.955 | 0.98 | 1.025 | 1.015 | 0.855 | 0.855 | 0.84
25 | Remaining capacity for SEVERE conditions (25 = 21-24) |  |  | 0.21575 | 0.21575 | 0.16575 | 0.16575 | -0.11675 | -0.09175 | -0.10675 | -0.11175 | -0.15175 | -0.14675 | -0.11175 | -0.07175 | -0.09675 | -0.14175 | 0.10075 | 0.26075 | 0.26075 | 0.27575
C1 | Weekly peak load under SEVERE conditions (unrestricted reference point in time) |  |  | 0.98 | 1.01 | 1.005 | 0.98 | 1.01 | 1.015 | 1.045 | 1.065 | 1.075 | 1.11 | 1.08 | 1.075 | 1.125 | 1.08 | 1.085 | 1.05 | 1.06 | 1.045
C2 | Daily hour of expected weekly peak load (e.g. 21st hour if the peak load is between 20:00 CET to 21:00 CET) |  |  | 22nd | 22nd | 22nd | 22nd | 22nd | 22nd | 22nd | 22nd | 22nd | 21st | 21st | 21st | 21st | 21st | 21st | 21st | 20th | 20th
PART D: ADDITIONAL INFORMATION FOR INTERCONNECTORS
31 | Simultaneous importable capacity |  | From | 0.7 | 0.7 | 0.7 | 0.7 | 0.7 | 0.7 | 0.7 | 0.7 | 0.7 | 0.7 | 0.7 | 0.7 | 0.7 | 0.7 | 0.7 | 0.6 | 0.7 | 0.7
32 | Simultaneous exportable capacity |  | To | 0.7 | 0.7 | 0.7 | 0.7 | 0.7 | 0.7 | 0.7 | 0.7 | 0.7 | 0.7 | 0.7 | 0.7 | 0.7 | 0.7 | 0.7 | 0.6 | 0.7 | 0.7